## Sheet1
| Equipment number | Measurement domain 1 | Localisation | Range 1 | Tolerance 1 | Date of last calibration | Date of next calibration | Equipment name | Equipment category | Name | Model | Serial number | Affected person | Storage area | Intermediate controls | Number of controls between calibrations | Estimated downtime | Estimated time of calibration | Estimated cost of calibration | Business group | Plannable | Attributes: | Historic | Last calibration status | Sub-equipment | Calibration period | Equipment Status | Maintenance status | Calibration status | Equipment type | Measuring chain | Calibration type | Calibration suppliers | Applicable norms | Standard gages | Laboratory | Approval necessary for calibration | Legal Entity | Method(s) | Measured points | Criteria defined by | Plan of laboratory
0 | CASS0027 | Electricité | PROTOTYPE / ASS / A. Soyer | According Manufacturer SpecTo be defined | According Manufacturer SpecTo be defined | 05/07/2022 00:00 | 05/07/2023 00:00 | Multimeter | Multimeter | Fluke | 117 | 20550506 | DESACHY Jean-Luc | ASS / Armoire A-ASS-04 | [5 empty] | ASS | No | CASS0027_Multimeter | [05/07/2022] [Optimu] [Calibration] [01/06/2021] [Optimu] [Calibration] [24/06/2020] [Optimu] [Calibration] [22/08/2019] [Optimu] [Calibration] [22/08/2019] [Optimu] [Calibration] [11/09/2018] [Optimu] [Calibration] [28/09/2017] [Optimu] [Calibration] [22/09/2016] [Optimu] [Calibration] | Conforme |  | 372 | Active | Normal operation | Conform | 1 - Product quality and specific measurement equipment | false | Multimeter | Multimeter | Multimeter | Multimeter | DESACHY Jean-Luc | No | CES
1 | CASS0164 | Couple | PROTOTYPE / ASS / Armoire | 5/25Nm | ± 4 % | 22/08/2022 00:00 | 22/08/2023 00:00 | Trigger torque spanner | Dynamometer [5 25Nm] | Facom | R305D 5-25N.m | 19010098 | DESACHY Jean-Luc | ASS / Armoire A-ASS-04 | [5 empty] | ASS | No | CASS0164_Trigger torque spanner | [22/08/2022] [Optimu] [Calibration] [18/07/2019] [Optimu] [Calibration] [09/05/2017] [Optimu] [Calibration] | Conforme |  | 372 | Active | Normal operation | Conform | 1 - Product quality and specific measurement equipment | false | Dynamometer [5 25Nm] | Dynamometer [5 25Nm] | Dynamometer [5 25Nm] | Dynamometer [5 25Nm] | DESACHY Jean-Luc | No | CES
2 | CCAL0002 | Electricité | MECATRONIQUE / CAL / Bench 4 | GAMME CONSTRUCTEUR | TOLERANCE CONSTRUCTEUR | 22/07/2022 00:00 | 22/07/2023 00:00 | Oscillocope | Oscilloscope [70 Mhz] | Agilent | DSO-X 2004A | my54230681 | TETAUD Florian | CAL / Armoire A-CAL-02 | [5 empty] | CAL | No | CCAL0002_Oscillocope | [22/07/2022] [Optimu] [Calibration] [22/07/2022] [Optimu] [Calibration] [09/07/2020] [Optimu] [Calibration] [23/11/2018] [Optimu] [Calibration] [23/11/2018] [Optimu] [Calibration] [17/11/2016] [Optimu] [Calibration] | Conforme |  | 372 | Active | Normal operation | Conform | 1 - Product quality and specific measurement equipment | false | Oscilloscope [70 Mhz] | Oscilloscope [70 Mhz] | Oscilloscope [70 Mhz] | Oscilloscope [70 Mhz] | TETAUD Florian | No | CES
3 | CCAL0003 | Electricité | MECATRONIQUE / CAL / Bench 3 | GAMME CONSTRUCTEUR | TOLERANCE CONSTRUCTEUR | 29/07/2021 15:27 | 29/07/2023 15:27 | Stabilised power supply | Power supply | / | / | / | TETAUD Florian | CAL / Armoire A-CAL-01 | [5 empty] | CAL | No | CCAL0003_Stabilised power supply | [29/07/2021] [Optimu] [Calibration] [29/07/2021] [Optimu] [Calibration] [20/08/2019] [Optimu] [Calibration] [11/10/2017] [Optimu] [Calibration] [29/08/2017] [Optimu] [Sending to calibration] [16/07/2015] [Optimu] [Calibration] | Conforme |  | 744 | Active | Normal operation | Conform | 1 - Product quality and specific measurement equipment | false | Power supply | Power supply | Power supply | Power supply | TETAUD Florian | No | CES
4 | CCAL0064 | Electricité | MECATRONIQUE / CAL / Generic Bench2 | 0/45V 1500W | +/-1% | 28/06/2021 11:33 | 28/06/2023 11:33 | Stabilised power supply | Power supply | DELTA ELECTRONIKA | SM45-70D | 10065089 | TETAUD Florian | CAL / Armoire A-CAL-01 | [5 empty] | CAL | No | CCAL0064_Stabilised power supply | [28/06/2021] [Optimu] [Calibration] [29/11/2018] [Optimu] [Calibration] [29/11/2018] [Optimu] [Calibration] [17/11/2016] [Optimu] [Calibration] | Conforme |  | 744 | Active | Normal operation | Out of date | 1 - Product quality and specific measurement equipment | false | Power supply | Power supply | Power supply | Power supply | TETAUD Florian | No | CES
5 | CCAL0133 | Electricité | MECATRONIQUE / CAL / Banc mobile 2 | 0-20V0-38 A | ± 0,5 V± 0,1216 A | 16/08/2021 10:45 | 16/08/2023 10:45 | Stabilised power supply | Power supply | LAMBDA | GEN20-38 | LOC-617A086-0012 | TETAUD Florian | CAL / Armoire A-CAL-01 | [5 empty] | CAL | No | CCAL0133_Stabilised power supply | [16/08/2021] [Optimu] [Calibration] [11/09/2019] [Optimu] [Calibration] [26/09/2017] [Optimu] [Calibration] [26/07/2015] [Optimu] [Calibration] | Conforme |  | 744 | Active | Normal operation | Conform | 1 - Product quality and specific measurement equipment | false | Power supply | Power supply | Power supply | Power supply | TETAUD Florian | No | CES
6 | CCAL0134 | Electricité | MECATRONIQUE / CAL / Banc mobile 2 | 0-20V0-38 A | ± 0,5 V± 0,1216 A | 16/08/2021 13:51 | 16/08/2023 13:51 | Stabilised power supply | Power supply | LAMBDA | GEN20-38 | LOC-617A086-0013 | TETAUD Florian | CAL / Armoire A-CAL-01 | [5 empty] | CAL | No | CCAL0134_Stabilised power supply | [16/08/2021] [Optimu] [Calibration] [12/09/2019] [Optimu] [Calibration] [27/09/2017] [Optimu] [Calibration] [26/07/2015] [Optimu] [Calibration] | Conforme |  | 744 | Active | Normal operation | Conform | 0 - Standard equipment | false | Power supply | Power supply | Power supply | Power supply | TETAUD Florian | No | CES
7 | CCAL0135 | Electricité | MECATRONIQUE / CAL / Banc mobile 2 | 0-20V0-38 A | ± 0,5 V± 0,1216 A | 16/08/2021 14:01 | 16/08/2023 14:01 | Stabilised power supply | Power supply | LAMBDA | GEN20-38 | LOC-622A280-0002 | TETAUD Florian | CAL / Armoire A-CAL-01 | [5 empty] | CAL | No | CCAL0135_Stabilised power supply | [16/08/2021] [Optimu] [Calibration] [12/09/2019] [Optimu] [Calibration] [27/09/2017] [Optimu] [Calibration] [02/09/2015] [Optimu] [Calibration] | Conforme |  | 744 | Active | Normal operation | Conform | 1 - Product quality and specific measurement equipment | false | Power supply | Power supply | Power supply | Power supply | TETAUD Florian | No | CES
8 | CCAL0136 | Electricité | MECATRONIQUE / CAL / Banc mobile 2 | 0-20V0-38 A | ± 0,5 V± 0,1216 A | 16/08/2021 13:32 | 16/08/2023 13:32 | Stabilised power supply | Power supply | LAMBDA | GEN20-38 |  | TETAUD Florian | CAL / Armoire A-CAL-01 | [5 empty] | CAL | No | CCAL0136_Stabilised power supply | [16/08/2021] [Optimu] [Calibration] [11/09/2019] [Optimu] [Calibration] [27/09/2017] [Optimu] [Calibration] [02/09/2015] [Optimu] [Calibration] | Conforme |  | 744 | Active | Normal operation | Conform | 1 - Product quality and specific measurement equipment | false | Power supply | Power supply | Power supply | Power supply | TETAUD Florian | No | CES
9 | CCAL0146 | Electricité | MECATRONIQUE / CAL / Armoire | 0/52V 1500W | +/-1% | 26/08/2021 14:46 | 26/08/2023 14:46 | Stabilised power supply | Power supply | DELTA ELECTRONIKA | SM52-AR-60 | 10128139 | TETAUD Florian | CAL / Armoire A-CAL-01 | [5 empty] | CAL | No | CCAL0146_Stabilised power supply | [26/08/2021] [Optimu] [Calibration] [19/09/2019] [Optimu] [Calibration] [27/09/2017] [Optimu] [Calibration] [14/08/2015] [Optimu] [Calibration] | Conforme |  | 744 | Active | Normal operation | Conform | 1 - Product quality and specific measurement equipment | false | Power supply | Power supply | Power supply | Power supply | TETAUD Florian | No | CES
10 | CCAL0153 | Electricité | MECATRONIQUE / CAL / Banc mobile 1 | 0-20V0-38 A | ± 0,5 V± 0,1216 A | 17/08/2021 12:18 | 17/08/2023 12:18 | Stabilised power supply | Power supply | LAMBDA | GEN20-38 | LOC-628A121-0003 | TETAUD Florian | CAL / Armoire A-CAL-01 | [5 empty] | CAL | No | CCAL0153_Stabilised power supply | [17/08/2021] [Optimu] [Calibration] [12/09/2019] [Optimu] [Calibration] [27/09/2017] [Optimu] [Calibration] [27/09/2017] [Optimu] [Calibration] [21/10/2015] [Optimu] [Calibration] | Conforme |  | 744 | Active | Normal operation | Conform | 1 - Product quality and specific measurement equipment | false | Power supply | Power supply | Power supply | Power supply | TETAUD Florian | No | CES
11 | CCAL0154 | Electricité | MECATRONIQUE / CAL / Banc mobile 1 | 0-20V0-38 A | ± 0,5 V± 0,1216 A | 17/08/2021 12:26 | 17/08/2023 12:26 | Stabilised power supply | Power supply |  |  | LOC-628A121-0002 | TETAUD Florian | CAL / Armoire A-CAL-01 | [5 empty] | CAL | No | CCAL0154_Stabilised power supply | [17/08/2021] [Optimu] [Calibration] [12/09/2019] [Optimu] [Calibration] [27/09/2017] [Optimu] [Calibration] [21/10/2015] [Optimu] [Calibration] | Conforme |  | 744 | Active | Normal operation | Conform | 1 - Product quality and specific measurement equipment | false | Power supply | Power supply | Power supply | Power supply | TETAUD Florian | No | CES
12 | CCAL0155 | Electricité | MECATRONIQUE / CAL / Banc mobile 1 | 0-20V0-38 A | ± 0,5 V± 0,1216 A | 17/08/2021 12:39 | 17/08/2023 12:39 | Stabilised power supply | Power supply |  |  | LOC-630A442-0004 | TETAUD Florian | CAL / Armoire A-CAL-01 | [5 empty] | CAL | No | CCAL0155_Stabilised power supply | [17/08/2021] [Optimu] [Calibration] [12/09/2019] [Optimu] [Calibration] [27/09/2017] [Optimu] [Calibration] [01/11/2015] [Optimu] [Calibration] | Conforme |  | 744 | Active | Normal operation | Conform | 1 - Product quality and specific measurement equipment | false | Power supply | Power supply | Power supply | Power supply | TETAUD Florian | No | CES
13 | CCAL0156 | Electricité | MECATRONIQUE / CAL / Banc mobile 1 | 0-20V0-38 A | ± 0,5 V± 0,1216 A | 17/08/2021 12:54 | 17/08/2023 12:54 | Stabilised power supply | Power supply |  |  | LOC-630A442-0003 | TETAUD Florian | CAL / Armoire A-CAL-01 | [5 empty] | CAL | No | CCAL0156_Stabilised power supply | [17/08/2021] [Optimu] [Calibration] [12/09/2019] [Optimu] [Calibration] [27/09/2017] [Optimu] [Calibration] [01/11/2015] [Optimu] [Calibration] | Conforme |  | 744 | Active | Normal operation | Conform | 1 - Product quality and specific measurement equipment | false | Power supply | Power supply | Power supply | Power supply | TETAUD Florian | No | CES
14 | CCAL0163 | Température | MECATRONIQUE / CAL / Armoire | According Manufacturer SpecTo be defined | According Manufacturer SpecTo be defined | 03/08/2018 12:52 | 03/08/2023 12:52 | Stabilised power supply | Power supply | GMBH |  | 13486-ADMD | TETAUD Florian | CAL / Armoire A-CAL-04 | [5 empty] | CAL | No | CCAL0163_Stabilised power supply | [27/07/2018] [Optimu] [Calibration] [23/09/2016] [Optimu] [Calibration] | Conforme |  | 1860 | Active | Normal operation |  | 1 - Product quality and specific measurement equipment | false | Power supply | Power supply | Power supply | Power supply | TETAUD Florian | No | CES
15 | CCAL0168 | Température | MECATRONIQUE / CAL / armoire | According Manufacturer SpecTo be defined | According Manufacturer SpecTo be defined | 30/07/2018 00:00 | 30/07/2023 00:00 | Stabilised power supply | Power supply | GMBH |  | 7976-ADMD | TETAUD Florian | CAL / Armoire A-CAL-04 | [5 empty] | CAL | No | CCAL0168_Stabilised power supply | [30/07/2018] [Optimu] [Calibration] [23/09/2016] [Optimu] [Calibration] | Conforme |  | 1860 | Active | Normal operation | Conform | 1 - Product quality and specific measurement equipment | false | Power supply | Power supply | Power supply | Power supply | TETAUD Florian | No | CES
16 | CCAL0240 | Electricité | MECATRONIQUE / CAL / Armoire | 0-20V0-38 A | ± 0,5 V± 0,1216 A | 17/08/2021 15:46 | 17/08/2023 15:46 | Stabilised power supply | Power supply | TDK | LAMBDA | LOC-725A353-0007 | TETAUD Florian | CAL / Armoire A-CAL-01 | [5 empty] | CAL | No | CCAL0240_Stabilised power supply | [17/08/2021] [Optimu] [Calibration] [03/11/2020] [Optimu] [Calibration] [15/11/2018] [Optimu] [Calibration] [06/06/2018] [Optimu] [Derogation] [25/09/2016] [Optimu] [Calibration] | Conforme |  | 744 | Active | Normal operation | Conform | 1 - Product quality and specific measurement equipment | false | Power supply | Power supply | Power supply | Power supply | TETAUD Florian | No | CES
17 | CCAL0246 | Electricité | MECATRONIQUE / CAL / Armoire | 0-20V0-38 A | ± 0,5 V± 0,1216 A | 17/08/2021 13:30 | 17/08/2023 13:30 | Stabilised power supply | Power supply |  |  | LOC-724A022-0006 | TETAUD Florian | CAL / Armoire A-CAL-01 | [5 empty] | CAL | No | CCAL0246_Stabilised power supply | [17/08/2021] [Optimu] [Calibration] [04/11/2020] [Optimu] [Calibration] [15/11/2018] [Optimu] [Calibration] [06/06/2018] [Optimu] [Derogation] [08/09/2016] [Optimu] [Calibration] | Conforme |  | 744 | Active | Normal operation | Conform | 1 - Product quality and specific measurement equipment | false | Power supply | Power supply | Power supply | Power supply | TETAUD Florian | No | CES
18 | CCAL0354 | Electricité | MECATRONIQUE / CAL / Bench 3 | REVOIR GAMME CONSTRUCTEUR | REVOIR TOLERANCE CONSTRUCTEUR | 29/07/2021 00:00 | 29/07/2023 00:00 | Stabilised power supply | Power supply | METRIX | GX 320 | 122607QDV | TETAUD Florian | CAL / Armoire A-CAL-01 | [5 empty] | CAL | No | CCAL0354_Stabilised power supply | [29/07/2021] [Optimu] [Calibration] [29/07/2021] [Optimu] [Calibration] [19/08/2019] [Optimu] [Calibration] [19/08/2019] [Optimu] [Calibration] [13/10/2017] [Optimu] [Calibration] | Conforme |  | 744 | Active | Normal operation | Conform | 1 - Product quality and specific measurement equipment | false | Power supply | Power supply | Power supply | Power supply | TETAUD Florian | No | CES
19 | CCAL0386 | Pression | MECATRONIQUE / CAL / Armoire | -1/16 Bar | +/-0,25 %FS | 02/07/2021 10:37 | 02/07/2023 10:37 | Pressure sensor | Pressure sensor [-1 +16 bar] | GEms | 3500S0016V01E000 | 19120001 | TETAUD Florian | CAL / Armoire A-CAL-05 | [5 empty] | CAL | No | CCAL0386_Pressure sensor | [02/07/2021] [Optimu] [Calibration] [24/06/2019] [Optimu] [Creation] [24/06/2019] [Optimu] [Calibration] | Conforme |  | 744 | Active | Normal operation | Out of date | 1 - Product quality and specific measurement equipment | false | Pressure sensor [-1 +16 bar] | Pressure sensor [-1 +16 bar] | Pressure sensor [-1 +16 bar] | Pressure sensor [-1 +16 bar] | TETAUD Florian | No | CES
20 | CCAL0388 | Pression | MECATRONIQUE / CAL / Armoire | -1/16 Bar | +/-0,25 %FS | 29/07/2021 16:17 | 29/07/2023 16:17 | Pressure sensor | Pressure sensor [-1 +16 bar] | GEms | 3500S0016V01E000 | 19120008 | TETAUD Florian | CAL / Armoire A-CAL-05 | [5 empty] | CAL | No | CCAL0388_Pressure sensor | [29/07/2021] [Optimu] [Calibration] [25/06/2019] [Optimu] [Calibration] [24/06/2019] [Optimu] [Creation] | Conforme |  | 744 | Active | Normal operation | Conform | 1 - Product quality and specific measurement equipment | false | Pressure sensor [-1 +16 bar] | Pressure sensor [-1 +16 bar] | Pressure sensor [-1 +16 bar] | Pressure sensor [-1 +16 bar] | TETAUD Florian | No | CES
21 | CCAL0389 | Pression | MECATRONIQUE / CAL / Armoire | -1/16 Bar | +/-0,25 %FS | 29/06/2021 09:10 | 29/06/2023 09:10 | Pressure sensor | Pressure sensor [-1 +16 bar] | GEms | 3500S0016V01E000 | 19120004 | TETAUD Florian | CAL / Armoire A-CAL-05 | [5 empty] | CAL | No | CCAL0389_Pressure sensor | [29/06/2021] [Optimu] [Calibration] [25/06/2019] [Optimu] [Creation] [25/06/2019] [Optimu] [Calibration] | Conforme |  | 744 | Active | Normal operation | Out of date | 1 - Product quality and specific measurement equipment | false | Pressure sensor [-1 +16 bar] | Pressure sensor [-1 +16 bar] | Pressure sensor [-1 +16 bar] | Pressure sensor [-1 +16 bar] | TETAUD Florian | No | CES
22 | CCAL0390 | Pression | MECATRONIQUE / CAL / Armoire | -1/16 Bar | +/-0,25 %FS | 29/06/2021 10:05 | 29/06/2023 10:05 | Pressure sensor | Pressure sensor [-1 +16 bar] | GEms | 3500S001601E00 | 19120006 | TETAUD Florian | CAL / Armoire A-CAL-06 | [5 empty] | CAL | No | CCAL0390_Pressure sensor | [29/06/2021] [Optimu] [Calibration] [25/06/2019] [Optimu] [Creation] [25/06/2019] [Optimu] [Calibration] | Conforme |  | 744 | Active | Normal operation | Out of date | 1 - Product quality and specific measurement equipment | false | Pressure sensor [-1 +16 bar] | Pressure sensor [-1 +16 bar] | Pressure sensor [-1 +16 bar] | Pressure sensor [-1 +16 bar] | TETAUD Florian | No | CES
23 | CCAL0391 | Pression | MECATRONIQUE / CAL / Armoire | -1/16 Bar | +/-0,25 %FS | 29/06/2021 16:17 | 29/06/2023 16:17 | Pressure sensor | Pressure sensor [-1 +16 bar] | GEms | 3500S0016V01E000 | 19120005 | TETAUD Florian | CAL / Armoire A-CAL-05 | [5 empty] | CAL | No | CCAL0391_Pressure sensor | [29/06/2021] [Optimu] [Calibration] [25/06/2019] [Optimu] [Creation] [25/06/2019] [Optimu] [Calibration] | Conforme |  | 744 | Active | Normal operation | Out of date | 1 - Product quality and specific measurement equipment | false | Pressure sensor [-1 +16 bar] | Pressure sensor [-1 +16 bar] | Pressure sensor [-1 +16 bar] | Pressure sensor [-1 +16 bar] | TETAUD Florian | No | CES
24 | CCAL0392 | Pression | MECATRONIQUE / CAL / Armoire | -1/16 Bar | +/-0,25 %FS | 29/07/2021 14:56 | 29/07/2023 14:56 | Pressure sensor | Pressure sensor [-1 +16 bar] | GEms | 3500S001601E00 | 19120007 | TETAUD Florian | CAL / Armoire A-CAL-05 | [5 empty] | CAL | No | CCAL0392_Pressure sensor | [29/07/2021] [Optimu] [Calibration] [25/06/2019] [Optimu] [Creation] [25/06/2019] [Optimu] [Calibration] | Conforme |  | 744 | Active | Normal operation | Conform | 1 - Product quality and specific measurement equipment | false | Pressure sensor [-1 +16 bar] | Pressure sensor [-1 +16 bar] | Pressure sensor [-1 +16 bar] | Pressure sensor [-1 +16 bar] | TETAUD Florian | No | CES
25 | CCAL0465 | Electricité | MECATRONIQUE / CAL / armoire | gammes constructeur | tolérance constructeur | 02/09/2022 00:00 | 02/09/2023 00:00 | Multimeter | Multimeter | Fluke | 87 | 53870178 | TETAUD Florian | CAL / Armoire A-CAL-05 | [5 empty] | CAL | No | CCAL0465_Multimeter | [02/09/2022] [Optimu] [Calibration] [20/07/2021] [Optimu] [Calibration] [11/06/2021] [Optimu] [Creation] | Conforme |  | 372 | Active | Normal operation | Conform | 1 - Product quality and specific measurement equipment | false | Multimeter | Multimeter | Multimeter | Multimeter | TETAUD Florian | No | CES
26 | CCAL0466 | Electricité | MECATRONIQUE / CAL / armoire | gammes constructeur | tolérance constructeur | 20/07/2021 00:00 | 20/07/2023 00:00 | Multimeter | Multimeter | Fluke | 87 | 245308240 | TETAUD Florian | CAL / Armoire A-CAL-02 | [5 empty] | CAL | No | CCAL0466_Multimeter | [20/07/2021] [Optimu] [Calibration] [11/06/2021] [Optimu] [Change: Identification] | Conforme |  | 744 | Active | Normal operation | Conform | 1 - Product quality and specific measurement equipment | false | Multimeter | Multimeter | Multimeter | Multimeter | TETAUD Florian | No | CES
27 | CCAL0658 | Couple | MECATRONIQUE / CAL / armoire | 5/25 Nm | +/- 6% | 18/09/2021 00:00 | 18/09/2023 00:00 | Direct reading torque wrench | Torque wrench | tool connection | 5481 | 454926 | TETAUD Florian | CAL / Armoire A-CAL-02 | [5 empty] | CAL | No | CCAL0658_Direct reading torque wrench | [18/09/2021] [Optimu] [Calibration] | Conforme |  | 744 | Active | Normal operation | Conform | 1 - Product quality and specific measurement equipment | false | Torque wrench | Torque wrench | Torque wrench | Torque wrench | TETAUD Florian | No | CES
28 | CCAL0715 | Electricité | MECATRONIQUE / CAL / Armoire | According Manufacturer SpecTo be defined | According Manufacturer SpecTo be defined | 25/07/2022 14:39 | 25/07/2023 14:39 | Multimeter | Multimeter | Agilent |  | MY45001493 | TETAUD Florian | CAL / Armoire A-CAL-02 | [5 empty] | CAL | No | CCAL0715_Multimeter | [25/07/2022] [Optimu] [Calibration] [25/07/2022] [Optimu] [Calibration] | Conforme |  | 372 | Active | Normal operation | Conform | 1 - Product quality and specific measurement equipment | false | Multimeter | Multimeter | Multimeter | Multimeter | TETAUD Florian | No | CES
29 | CCAL0716 | Electricité | MECATRONIQUE / CAL / Armoire | According Manufacturer SpecTo be defined | According Manufacturer SpecTo be defined | 01/08/2022 00:00 | 01/08/2023 00:00 | Analog function generator | Analog function generator | TTI | TG2512A | 532384 | TETAUD Florian | CAL / Armoire A-CAL-01 | [5 empty] | CAL | No | CCAL0716_Analog function generator | [01/08/2022] [Optimu] [Calibration] [01/08/2022] [Optimu] [Calibration] | Conforme |  | 372 | Active | Normal operation | Conform | 1 - Product quality and specific measurement equipment | false | Analog function generator | Analog function generator | Analog function generator | Analog function generator | TETAUD Florian | No | CES
30 | CCAL0723 | Couple | MECATRONIQUE / CAL / armoire | 0,5/2 Nm | +/- 6% | 06/09/2021 00:00 | 06/09/2023 00:00 | Direct reading torque wrench | Torque wrench | WIHA | SI896F | / | TETAUD Florian | CAL / ARMOIRE PROTO | [5 empty] | CAL | No | CCAL0723_Direct reading torque wrench | [06/09/2021] [Optimu] [Calibration] | Conforme |  | 744 | Active | Normal operation | Conform | 1 - Product quality and specific measurement equipment | false | Torque wrench | Torque wrench | Torque wrench | Torque wrench | TETAUD Florian | No | CES
31 | CCOM0028 | Electricité | LABORATOIRE DEVELOPPEMENT / COM / COM-002_ Banc 1 | 5/400 400/650 Ohm | ±1 Ohm ±2 Ohm | 08/07/2022 09:40 | 08/07/2023 09:40 | Ohmmeter [COM-002_Bench1] | Ohmmeter | / | / | / | SALAÜN Loïc | COM | [5 empty] | COM | No | CCOM0028_Ohmmeter [COM-002_Bench1] | [08/07/2022] [Optimu] [Calibration] [06/07/2021] [Optimu] [Calibration] [04/09/2020] [Optimu] [Change: Range] [04/09/2020] [Optimu] [Calibration] [20/07/2020] [Optimu] [Derogation] [24/06/2020] [Optimu] [Calibration] [24/06/2020] [Optimu] [Calibration] [08/08/2019] [Optimu] [Calibration] [24/11/2017] [Optimu] [Calibration] [18/05/2017] [Optimu] [Calibration] [18/11/2016] [Optimu] [Calibration] | Conforme |  | 372 | Active | Normal operation | Conform | 1 - Product quality and specific measurement equipment | false | Ohmmeter | Ohmmeter | Ohmmeter | Ohmmeter | SALAÜN Loïc | No | CES
32 | CCOM0031 | Electricité | LABORATOIRE DEVELOPPEMENT / COM / COM-002_ Banc 2 | 5/400 400/650 Ohm | ±1 Ohm ±2 Ohm | 08/07/2022 09:45 | 08/07/2023 09:45 | Ohmmeter [COM-002_Bench1] | Ohmmeter | / | / | / | SALAÜN Loïc | COM | [5 empty] | COM | No | CCOM0031_Ohmmeter [COM-002_Bench1] | [08/07/2022] [Optimu] [Calibration] [06/07/2021] [Optimu] [Calibration] [04/09/2020] [Optimu] [Calibration] [20/07/2020] [Optimu] [Derogation] [02/09/2019] [Optimu] [Calibration] [08/08/2019] [Optimu] [Calibration] [24/11/2017] [Optimu] [Calibration] [18/05/2017] [Optimu] [Calibration] [18/11/2016] [Optimu] [Calibration] | Conforme |  | 372 | Active | Normal operation | Conform | 1 - Product quality and specific measurement equipment | false | Ohmmeter | Ohmmeter | Ohmmeter | Ohmmeter | SALAÜN Loïc | No | CES
33 | CCOM0062 | Electricité | LABORATOIRE DEVELOPPEMENT / COM / A-COM-02 | 0/600 Ohm; 0/6 kOhm; 0/60 V DC; 0/10 A DC | ±0,3 Ohm; ±1 Ohm; ±40 mV; ±50 mA | 05/07/2022 00:00 | 05/07/2023 00:00 | Multimeter | Multimeter | FLUKE | 115 | 31360855WS | SALAÜN Loïc | COM / Armoire A-COM-02 | [5 empty] | COM | No | CCOM0062_Multimeter | [05/07/2022] [Optimu] [Calibration] [01/06/2021] [Optimu] [Calibration] [24/06/2020] [Optimu] [Calibration] [21/08/2019] [Optimu] [Calibration] [21/08/2019] [Optimu] [Calibration] [23/08/2018] [Optimu] [Calibration] [30/08/2017] [Optimu] [Calibration] [29/08/2017] [Optimu] [Sending to calibration] [21/07/2016] [Optimu] [Calibration] | Conforme |  | 372 | Active | Normal operation | Conform | 1 - Product quality and specific measurement equipment | false | Multimeter | Multimeter | Multimeter | Multimeter | SALAÜN Loïc | No | CES
34 | CCOM0064 | Dimensionnel | LABORATOIRE DEVELOPPEMENT / COM / A-COM-02 | 0/300 mm | ±0,1 mm | 15/09/2021 00:00 | 15/09/2023 00:00 | Depth gauge | Gauge [0-300mm] | Mitutoyo | VDS-30PMX | 0003050 | SALAÜN Loïc | COM / Armoire A-COM-02 | [5 empty] | COM | No | CCOM0064_Depth gauge | [15/09/2021] [Optimu] [Calibration] [25/09/2019] [Optimu] [Calibration] [25/09/2017] [Optimu] [Calibration] [29/08/2017] [Optimu] [Sending to calibration] [04/08/2015] [Optimu] [Calibration] | Conforme |  | 744 | Active | Normal operation | Conform | 1 - Product quality and specific measurement equipment | false | Gauge [0-300mm] | Gauge [0-300mm] | Gauge [0-300mm] | Gauge [0-300mm] | SALAÜN Loïc | No | CES
35 | CCOM0088 | Pression | LABORATOIRE DEVELOPPEMENT / COM / A-COM-02 | -350/350 mbar | ±2,5 mbar | 29/06/2021 00:00 | 29/06/2023 00:00 | Digital manometer | Pressure gauge [-350 +350 mbar] | Druck | DPI 705E | 11971907 | SALAÜN Loïc | COM / Armoire A-COM-02 | [5 empty] | COM | No | CCOM0088_Digital manometer | [12/07/2021] [Optimu] [Creation] [29/06/2021] [Optimu] [Calibration] | Conforme |  | 744 | Active | Normal operation | Out of date | 1 - Product quality and specific measurement equipment | false | Pressure gauge [-350 +350 mbar] | Pressure gauge [-350 +350 mbar] | Pressure gauge [-350 +350 mbar] | Pressure gauge [-350 +350 mbar] | SALAÜN Loïc | No | CES
36 | CDEV0008 | Dimensionnel | LABORATOIRE DEVELOPPEMENT / FEP | 0/150 mm | +/- 0,1mm | 24/08/2021 00:00 | 24/08/2023 00:00 | Slide gauge | Gauge [0-150mm] |  |  |  | SIZORN Gildas | EPE / Armoire A-ATEX-03 | [5 empty] | DEV | No | CDEV0008_Slide gauge | [24/08/2021] [Optimu] [Calibration] [15/07/2019] [Optimu] [Calibration] [20/06/2017] [Optimu] [Calibration] | Conforme |  | 744 | Active | Normal operation | Conform | 1 - Product quality and specific measurement equipment | false | Gauge [0-150mm] | Gauge [0-150mm] | Gauge [0-150mm] | Gauge [0-150mm] | SIZORN Gildas | No | CES
37 | CDEV0009 | Dimensionnel | METROLOGIE / zone calibration | 0/300 mm | +/- 0,1mm | 24/08/2021 00:00 | 24/08/2023 00:00 | Depth gauge | Gauge [0-300mm] | Mitutoyo |  | 15279 | Service Calibration | METROLOGIE / QUA / Sommeil | [5 empty] | DEV | No | CDEV0009_Depth gauge | [24/08/2021] [Optimu] [Calibration] [25/07/2019] [Optimu] [Calibration] [30/06/2017] [Optimu] [Calibration] | Conforme |  | 744 | Inactive | Normal operation | Conform | 1 - Product quality and specific measurement equipment | false | Gauge [0-300mm] | Gauge [0-300mm] | Gauge [0-300mm] | Gauge [0-300mm] | Service Calibration | No | CES
38 | CEMI0003 | Température | LABORATOIRE DEVELOPPEMENT / EMI / Mini-shed n°4 | 18/42 °C | ±1,5 °C | 12/09/2022 11:07 | 12/09/2023 11:07 | Mini-SHED n°4 [EMI-004] | SHED chamber | WEISS Umwelttechnik GmbH | VT 6' / 15-60 / VT | 59226058322611 | MERCIER Maxime | EMI-004 (Mini-SHED n°4) | [5 empty] | EMI | No | CEMI0003_Mini-SHED n°4 [EMI-004] | [12/09/2022] [Optimu] [Calibration] [14/09/2021] [Optimu] [Calibration] [14/09/2020] [Optimu] [Calibration] [16/09/2019] [Optimu] [Calibration] [22/01/2018] [Optimu] [Calibration] [22/01/2018] [Optimu] [Calibration] [27/01/2016] [Optimu] [Calibration] | Conforme |  | 372 | Active | Normal operation | Conform | 1 - Product quality and specific measurement equipment | false | SHED chamber | SHED chamber | SHED chamber | SHED chamber | MERCIER Maxime | No | CES
39 | CEMI0005 | Chimie | LABORATOIRE DEVELOPPEMENT / EMI / Banc hélium | 1.10-6/1.10-4 mbar L/s | ±10 %RV | 29/07/2021 00:00 | 29/07/2023 00:00 | Helium detector [EMI-014] | Leak detectors | Alcatel | ASI 20 MD | 200711 | MERCIER Maxime | EMI-014 (Banc Hélium) | [5 empty] | EMI | No | CEMI0005_Helium detector [EMI-014] | [29/07/2021] [Optimu] [Calibration] [27/06/2019] [Optimu] [Calibration] [05/04/2017] [Optimu] [Calibration] [23/05/2016] [Optimu] [Calibration] [28/05/2015] [Optimu] [Calibration] [24/04/2014] [Optimu] [Calibration] | Conforme | CLAB0015_nan<v>CLAB0285_nan | 744 | Active | Normal operation | Conform | 1 - Product quality and specific measurement equipment | false | Leak detectors | Leak detectors | Leak detectors | Leak detectors | MERCIER Maxime | No | CES
40 | CEMI0061 | Température | LABORATOIRE DEVELOPPEMENT / EMI / EMI-007 | 18/42 °C | ±1,5 °C | 15/09/2022 09:46 | 15/09/2023 09:46 | Mini-SHED n°7 [EMI-007] | SHED chamber | WEISS | WT 5.4 /+15 - 60 | 6022197250010 | MERCIER Maxime | EMI-007 (Mini-SHED n°7) | [5 empty] | EMI | No | CEMI0061_Mini-SHED n°7 [EMI-007] | [15/09/2022] [Optimu] [Calibration] [27/09/2021] [Optimu] [Calibration] [02/10/2020] [Optimu] [Calibration] [03/08/2020] [Optimu] [Calibration] [29/05/2019] [Optimu] [Creation] [14/05/2019] [Optimu] [Calibration] [14/05/2019] [Optimu] [Calibration] | Conforme |  | 372 | Active | Normal operation | Conform | 1 - Product quality and specific measurement equipment | false | SHED chamber | SHED chamber | SHED chamber | SHED chamber | MERCIER Maxime | No | CES
41 | CEPE0008 | Température | IVC / IVC / EPE-09\ IVC | 55°C | ± 5°C | 19/08/2019 16:37 | 19/08/2023 16:37 | Climatic chamber [EPE-009] | Climatic chamber >2m3 |  | MTHO-47 | 2004031 | COLLIEZ Céline | IVC / EPE-009\ IVC | [5 empty] | EPE | No | CEPE0008_Climatic chamber [EPE-009] | [19/08/2019] [Optimu] [Calibration] [11/09/2018] [Optimu] [Derogation] [10/09/2018] [Optimu] [Calibration] [27/09/2017] [Optimu] [Calibration] [27/09/2017] [Optimu] [Calibration] [15/02/2017] [Optimu] [Calibration] | Conforme |  | 1488 | Active | Normal operation | Conform | 1 - Product quality and specific measurement equipment | false | Climatic chamber >2m3 | Climatic chamber >2m3 | Climatic chamber >2m3 | Climatic chamber >2m3 | COLLIEZ Céline | No | CES
42 | CEPE0062 | Pression | LABORATOIRE DEVELOPPEMENT / EPE / A-ATEX-01 | -400/+400 mbar | ±2 mbar | 06/09/2021 15:07 | 06/09/2023 15:07 | Pressure sensor | Pressure sensor [-400 +400 mbar] | Druck | unik 5000 | 5584747 | SALAÜN Loïc | EPE / Armoire A-ATEX-01 | [5 empty] | EPE | No | CEPE0062_Pressure sensor | [06/09/2021] [Optimu] [Calibration] [06/09/2021] [Optimu] [Calibration] [10/01/2020] [Optimu] [Creation] [23/12/2019] [Optimu] [Calibration] | Conforme |  | 744 | Active | Normal operation | Conform | 1 - Product quality and specific measurement equipment | false | Pressure sensor [-400 +400 mbar] | Pressure sensor [-400 +400 mbar] | Pressure sensor [-400 +400 mbar] | Pressure sensor [-400 +400 mbar] | SALAÜN Loïc | No | CES
43 | CEPE0071 | Pression | LABORATOIRE DEVELOPPEMENT / EPE / A-ATEX-01 | -500/ 500 mbar | ±2 mbar | 05/03/2020 10:54 | 06/08/2023 10:54 | Pressure sensor | Pressure sensor [-500 +500 mbar] | DRUCK | UNIK 5000-PTX 5072-TC-A3-CA-H1-PA | 5602707 | SALAÜN Loïc | EPE / Armoire A-ATEX-01 | [5 empty] | EPE | No | CEPE0071_Pressure sensor | [05/03/2020] [Optimu] [Calibration] | Conforme |  | 744 | Active | Normal operation | Conform | 1 - Product quality and specific measurement equipment | false | Pressure sensor [-500 +500 mbar] | Pressure sensor [-500 +500 mbar] | Pressure sensor [-500 +500 mbar] | Pressure sensor [-500 +500 mbar] | SALAÜN Loïc | No | CES
44 | CFEP0003 | Température | LABORATOIRE DEVELOPPEMENT / FEP / FEP-006 (Salle Chaude n°2) | 40 °C | ±2 °C | 31/08/2021 08:53 | 31/08/2023 08:53 | Soaking room [FEP-006] | Climatic chamber ATEX [+40°C] | BV FROID |  |  | SALAÜN Loïc | FEP-006 (Salle Chaude n°2) | [5 empty] | FEP | Yes | CFEP0003_Soaking room [FEP-006] | [31/08/2021] [Optimu] [Calibration] [02/09/2020] [Optimu] [Calibration] [02/09/2019] [Optimu] [Calibration] [17/09/2018] [Optimu] [Calibration] [23/01/2018] [Optimu] [Calibration] [23/01/2018] [Optimu] [Calibration] [16/01/2017] [Optimu] [Calibration] | Conforme |  | 744 | Active | Normal operation | Conform | 1 - Product quality and specific measurement equipment | false | Climatic chamber ATEX [+40°C] | Climatic chamber ATEX [+40°C] | Climatic chamber ATEX [+40°C] | Climatic chamber ATEX [+40°C] | SALAÜN Loïc | No | CES
45 | CFEP0004 | Température | LABORATOIRE DEVELOPPEMENT / FEP / FEP-007 (Salle Chaude n°3) | 40 °C | ±2 °C | 08/09/2021 11:28 | 08/09/2023 11:28 | Soaking room [FEP-007] | Climatic chamber ATEX [+40°C] | BV FROID |  |  | SALAÜN Loïc | FEP-007 (Salle Chaude n°3) | [5 empty] | FEP | Yes | CFEP0004_Soaking room [FEP-007] | [08/09/2021] [Optimu] [Calibration] [11/09/2020] [Optimu] [Calibration] [04/02/2020] [Optimu] [Calibration] [16/01/2019] [Optimu] [Calibration] [23/01/2018] [Optimu] [Calibration] [23/01/2018] [Optimu] [Calibration] [23/01/2018] [Optimu] [Calibration] [23/01/2018] [Optimu] [Calibration] [17/01/2017] [Optimu] [Calibration] | Conforme |  | 744 | Active | Normal operation | Conform | 1 - Product quality and specific measurement equipment | false | Climatic chamber ATEX [+40°C] | Climatic chamber ATEX [+40°C] | Climatic chamber ATEX [+40°C] | Climatic chamber ATEX [+40°C] | SALAÜN Loïc | No | CES
46 | CFEP0005 | Température | LABORATOIRE DEVELOPPEMENT / FEP / FEP-008 (Salle Chaude n°4) | 40 °C | ±2 °C | 26/08/2021 10:45 | 26/08/2023 10:45 | Soaking room [FEP-008] | Climatic chamber ATEX [+40°C] | BV FROID |  |  | SALAÜN Loïc | FEP-008 (Salle Chaude n°4) | [5 empty] | FEP | Yes | CFEP0005_Soaking room [FEP-008] | [26/08/2021] [Optimu] [Calibration] [31/08/2020] [Optimu] [Calibration] [23/09/2019] [Optimu] [Calibration] [14/11/2018] [Optimu] [Calibration] [17/09/2018] [Optimu] [Calibration] [23/01/2018] [Optimu] [Calibration] [23/01/2018] [Optimu] [Calibration] [16/01/2017] [Optimu] [Calibration] | Conforme |  | 744 | Active | Normal operation | Conform | 1 - Product quality and specific measurement equipment | false | Climatic chamber ATEX [+40°C] | Climatic chamber ATEX [+40°C] | Climatic chamber ATEX [+40°C] | Climatic chamber ATEX [+40°C] | SALAÜN Loïc | No | CES
47 | CFEP0030 | Température | LABORATOIRE DEVELOPPEMENT / FEP / FEP-001 | -40/+70 °C | ±2 °C | 22/08/2022 09:44 | 22/08/2023 09:44 | Climatic chamber [FEP-001] | Climatic chamber ATEX [-40 +70°C] | WEISS | / | 53726003070010 | SALAÜN Loïc | FEP-001 | [5 empty] | FEP | Yes | CFEP0030_Climatic chamber [FEP-001] | [22/08/2022] [Optimu] [Calibration] [16/08/2021] [Optimu] [Calibration] [29/07/2020] [Optimu] [Calibration] [15/01/2019] [Optimu] [Calibration] [23/01/2018] [Optimu] [Calibration] [23/01/2018] [Optimu] [Calibration] [23/01/2018] [Optimu] [Calibration] [23/01/2018] [Optimu] [Calibration] [14/03/2017] [Optimu] [Calibration] [14/03/2017] [Optimu] [Calibration] [26/09/2016] [Optimu] [Calibration] | Conforme |  | 372 | Active | Normal operation | Conform | 1 - Product quality and specific measurement equipment | false | Climatic chamber ATEX [-40 +70°C] | Climatic chamber ATEX [-40 +70°C] | Climatic chamber ATEX [-40 +70°C] | Climatic chamber ATEX [-40 +70°C] | SALAÜN Loïc | No | CES
48 | CFEP0031 | Température | LABORATOIRE DEVELOPPEMENT / FEP / FEP-002 | -40/+70 °C | ±2 °C | 24/08/2022 14:22 | 24/08/2023 14:22 | Climatic chamber [FEP-002] | Climatic chamber ATEX [-40 +70°C] | WEISS |  | 53726003070020 | SALAÜN Loïc | FEP-002 | [5 empty] | FEP | Yes | CFEP0031_Climatic chamber [FEP-002] | [24/08/2022] [Optimu] [Calibration] [05/10/2021] [Optimu] [Calibration] [24/09/2020] [Optimu] [Calibration] [04/06/2020] [Optimu] [Calibration] [20/01/2020] [Optimu] [Calibration] [14/01/2020] [Optimu] [Calibration] [14/01/2019] [Optimu] [Calibration] [28/09/2017] [Optimu] [Calibration] [28/09/2017] [Optimu] [Calibration] [28/09/2017] [Optimu] [Calibration] [28/09/2017] [Optimu] [Calibration] [06/12/2016] [Optimu] [Calibration] | Conforme |  | 372 | Active | Normal operation | Conform | 1 - Product quality and specific measurement equipment | false | Climatic chamber ATEX [-40 +70°C] | Climatic chamber ATEX [-40 +70°C] | Climatic chamber ATEX [-40 +70°C] | Climatic chamber ATEX [-40 +70°C] | SALAÜN Loïc | No | CES
49 | CFEP0041 | Pression | LABORATOIRE DEVELOPPEMENT / EPE / A-ATEX-01 | 0/100 mbar | ±0,5 mbar | 21/07/2021 08:28 | 21/07/2023 08:28 | Pressure sensor | Pressure sensor [0 +100 mbar] | DRUCK | PTX7517-1 | 2674964/2007 | SALAÜN Loïc | EPE / Armoire A-ATEX-01 | [5 empty] | FEP | No | CFEP0041_Pressure sensor | [21/07/2021] [Optimu] [Calibration] [22/07/2019] [Optimu] [Calibration] [16/05/2019] [Optimu] [Calibration] [23/05/2017] [Optimu] [Calibration] [23/03/2015] [Optimu] [Calibration] | Conforme |  | 744 | Active | Normal operation | Conform | 1 - Product quality and specific measurement equipment | false | Pressure sensor [0 +100 mbar] | Pressure sensor [0 +100 mbar] | Pressure sensor [0 +100 mbar] | Pressure sensor [0 +100 mbar] | SALAÜN Loïc | No | CES
50 | CFEP0120 | Pression | LABORATOIRE DEVELOPPEMENT / FEP / FEP-002 | 0/100 mbar | ±0,5 mbar | 21/07/2021 08:44 | 21/07/2023 08:44 | Pressure sensor [FEP-002] | Pressure sensor [0 +100 mbar] | Druck | PTX 5072-TC-A3-CA-H1-PA | 4436695 | SALAÜN Loïc | FEP / FEP-001 (pupitre FEP-001-A) | [5 empty] | FEP | No | CFEP0120_Pressure sensor [FEP-002] | [21/07/2021] [Optimu] [Calibration] [19/08/2019] [Optimu] [Calibration] [19/08/2019] [Optimu] [Calibration] [15/09/2017] [Optimu] [Calibration] [29/08/2017] [Optimu] [Sending to calibration] [29/07/2015] [Optimu] [Calibration] | Conforme |  | 744 | Active | Normal operation | Conform | 1 - Product quality and specific measurement equipment | false | Pressure sensor [0 +100 mbar] | Pressure sensor [0 +100 mbar] | Pressure sensor [0 +100 mbar] | Pressure sensor [0 +100 mbar] | SALAÜN Loïc | No | CES
51 | CFEP0139 | Pression | LABORATOIRE DEVELOPPEMENT / FEP / FEP-003 | 0/100 mbar | ±0,5 mbar | 21/07/2021 08:37 | 21/07/2023 08:37 | Pressure sensor [FEP-003] | Pressure sensor [0 +100 mbar] | Druck | PTX 5072-TC-A3-CA-H1-PA | 4436874 | SALAÜN Loïc | FEP / FEP-002 (pupitre FEP-002-A) | [5 empty] | FEP | No | CFEP0139_Pressure sensor [FEP-003] | [21/07/2021] [Optimu] [Calibration] [19/08/2019] [Optimu] [Calibration] [14/09/2017] [Optimu] [Calibration] [14/09/2017] [Optimu] [Calibration] [22/09/2015] [Optimu] [Calibration] | Conforme |  | 744 | Active | Normal operation | Conform | 1 - Product quality and specific measurement equipment | false | Pressure sensor [0 +100 mbar] | Pressure sensor [0 +100 mbar] | Pressure sensor [0 +100 mbar] | Pressure sensor [0 +100 mbar] | SALAÜN Loïc | No | CES
52 | CFEP0146 | Pression | LABORATOIRE DEVELOPPEMENT / FEP / FEP-003 | 0/100 mbar | ±0,5 mbar | 21/07/2021 10:06 | 21/07/2023 10:06 | Pressure sensor [FEP-003] | Pressure sensor [0 +100 mbar] | Druck |  | 4436011 | SALAÜN Loïc | FEP / FEP-003 (pupitre FEP-003-A) | [5 empty] | FEP | No | CFEP0146_Pressure sensor [FEP-003] | [21/07/2021] [Optimu] [Calibration] [21/07/2021] [Optimu] [Calibration] [19/08/2019] [Optimu] [Calibration] [14/09/2017] [Optimu] [Calibration] [14/09/2017] [Optimu] [Calibration] [22/09/2015] [Optimu] [Calibration] | Conforme |  | 744 | Active | Normal operation | Conform | 1 - Product quality and specific measurement equipment | false | Pressure sensor [0 +100 mbar] | Pressure sensor [0 +100 mbar] | Pressure sensor [0 +100 mbar] | Pressure sensor [0 +100 mbar] | SALAÜN Loïc | No | CES
53 | CFEP0147 | Pression | LABORATOIRE DEVELOPPEMENT / FEP / FEP-003 | 0/100 mbar | ±0,5 mbar | 21/07/2021 09:27 | 21/07/2023 09:27 | Pressure sensor [FEP-003] | Pressure sensor [0 +100 mbar] | Druck | PTX 5072-TC-A3-CA-H1-PA | 4438516 | SALAÜN Loïc | FEP / FEP-002 (pupitre FEP-002-A) | [5 empty] | FEP | No | CFEP0147_Pressure sensor [FEP-003] | [21/07/2021] [Optimu] [Calibration] [19/08/2019] [Optimu] [Calibration] [19/08/2019] [Optimu] [Calibration] [23/11/2017] [Optimu] [Calibration] [13/09/2017] [Optimu] [Calibration] [13/09/2017] [Optimu] [Calibration] [22/09/2015] [Optimu] [Calibration] | Conforme |  | 744 | Active | Normal operation | Conform | 1 - Product quality and specific measurement equipment | false | Pressure sensor [0 +100 mbar] | Pressure sensor [0 +100 mbar] | Pressure sensor [0 +100 mbar] | Pressure sensor [0 +100 mbar] | SALAÜN Loïc | No | CES
54 | CFEP0149 | Pression | LABORATOIRE DEVELOPPEMENT / FEP / FEP-036 (ORVR) | 0/100 mbar | ±0,5 mbar | 21/07/2021 09:41 | 21/07/2023 09:41 | Pressure sensor [FEP-036] | Pressure sensor [0 +100 mbar] | Druck | PTX 5072-TC-A3-CA-H1-PA | 10170020 | SALAÜN Loïc | FEP / FEP-002 (pupitre FEP-002-A) | [5 empty] | FEP | No | CFEP0149_Pressure sensor [FEP-036] | [21/07/2021] [Optimu] [Calibration] [19/08/2019] [Optimu] [Calibration] [14/09/2017] [Optimu] [Calibration] [14/09/2017] [Optimu] [Calibration] [19/11/2015] [Optimu] [Calibration] | Conforme |  | 744 | Active | Normal operation | Conform | 1 - Product quality and specific measurement equipment | false | Pressure sensor [0 +100 mbar] | Pressure sensor [0 +100 mbar] | Pressure sensor [0 +100 mbar] | Pressure sensor [0 +100 mbar] | SALAÜN Loïc | No | CES
55 | CFEP0202 | Température | LABORATOIRE DEVELOPPEMENT / FEP / FEP-026 (Salle chaude n°7) | -40/+70 °C | ±2 °C | 01/08/2022 00:00 | 01/08/2023 00:00 | Climatic chamber [FEP-026] | Climatic chamber ATEX [-40 +70°C] | BV FROID |  |  | SALAÜN Loïc | FEP-026 (Salle chaude n°7) | [5 empty] | FEP | No | CFEP0202_Climatic chamber [FEP-026] | [01/08/2022] [Optimu] [Calibration] [19/04/2021] [Optimu] [Calibration] [18/11/2019] [Optimu] [Calibration] [10/09/2018] [Optimu] [Calibration] [24/01/2018] [Optimu] [Calibration] [24/01/2018] [Optimu] [Calibration] [24/01/2018] [Optimu] [Calibration] [24/01/2018] [Optimu] [Calibration] [18/01/2017] [Optimu] [Calibration] | Conforme |  | 372 | Active | Normal operation | Conform | 1 - Product quality and specific measurement equipment | false | Climatic chamber ATEX [-40 +70°C] | Climatic chamber ATEX [-40 +70°C] | Climatic chamber ATEX [-40 +70°C] | Climatic chamber ATEX [-40 +70°C] | SALAÜN Loïc | No | CES
56 | CFEP0221 | Débit | LABORATOIRE DEVELOPPEMENT / FEP / FEP-0330 ess | 0/120 L; 5/60 L/min | ±0,3 L; ±1 L/min | 16/09/2021 08:47 | 16/09/2023 08:47 | Volumeter [FEP-033] | Volumeter Petrol | WEISS Umwelttechnik GmbH | KT 2x200/0-60 IU | 59226074830030 | SALAÜN Loïc | FEP / FEP-033 (Petrol) | [5 empty] | FEP | No | CFEP0221_Volumeter [FEP-033] | [16/09/2021] [Optimu] [Calibration] [16/09/2019] [Optimu] [Calibration] [16/09/2019] [Optimu] [Calibration] [13/09/2017] [Optimu] [Calibration] [13/09/2017] [Optimu] [Calibration] | Conforme |  | 744 | Active | Normal operation | Conform | 1 - Product quality and specific measurement equipment | false | Volumeter Petrol | Volumeter Petrol | Volumeter Petrol | Volumeter Petrol | SALAÜN Loïc | No | CES
57 | CFEP0222 | Débit | LABORATOIRE DEVELOPPEMENT / FEP / FEP-0330 dies | 0/120 L; 10/109 L/min | ±0,3 L; ±1 L/min | 16/09/2021 08:48 | 16/09/2023 08:48 | Volumeter [FEP-033] | Volumeter Diesel | WEISS Umwelttechnik GmbH | KT 2x200/0-60 IU | 59226074830030 | SALAÜN Loïc | FEP / FEP-033 (Diesel) | [5 empty] | FEP | No | CFEP0222_Volumeter [FEP-033] | [16/09/2021] [Optimu] [Calibration] [16/09/2019] [Optimu] [Calibration] [16/09/2019] [Optimu] [Calibration] [13/09/2017] [Optimu] [Calibration] [13/09/2017] [Optimu] [Calibration] | Conforme |  | 744 | Active | Normal operation | Conform | 1 - Product quality and specific measurement equipment | false | Volumeter Diesel | Volumeter Diesel | Volumeter Diesel | Volumeter Diesel | SALAÜN Loïc | No | CES
58 | CFEP0256 | Débit | LABORATOIRE DEVELOPPEMENT / FEP / Canne vide-fut\SHED | 0/120 L | ±1 %RV | 21/09/2020 11:02 | 21/09/2023 11:02 | Volumeter [SHED] | Volumeter Petrol | PIUSI | K24-A | Ln1425887 | SALAÜN Loïc | FEP / FEP-023 (Canne vide-fût SHED) | [5 empty] | FEP | No | CFEP0256_Volumeter [SHED] | [21/09/2020] [Optimu] [Calibration] [19/09/2018] [Optimu] [Calibration] [21/08/2018] [Optimu] [Creation] | Conforme |  | 1116 | Active | Normal operation | Conform | 1 - Product quality and specific measurement equipment | false | Volumeter Petrol | Volumeter Petrol | Volumeter Petrol | Volumeter Petrol | SALAÜN Loïc | No | CES
59 | CFEP0272-D01 | Dimensionnel | LABORATOIRE DEVELOPPEMENT / FEP / FEP-009 | 0/100 mm | ± 1 mm | 10/08/2022 09:07 | 10/08/2023 09:07 | Linear displacement transducer [FEP-009] | LVDT sensor [0 +100mm] | POSITEK | X138.100AL200NPRTZ000 | 67048 | SALAÜN Loïc | FEP / FEP-009 (PV cycling bench) | [5 empty] | FEP | No | CFEP0272-D01_Linear displacement transducer [FEP-009] | [10/08/2022] [Optimu] [Calibration] [31/08/2021] [Optimu] [Calibration] [07/12/2020] [Optimu] [Calibration] [08/10/2019] [Optimu] [Calibration] [27/03/2019] [Optimu] [Creation] [26/09/2018] [Optimu] [Calibration] | Conforme | CFEP0272_nan | 372 | Active | Normal operation | Conform | 1 - Product quality and specific measurement equipment | false | LVDT sensor [0 +100mm] | LVDT sensor [0 +100mm] | LVDT sensor [0 +100mm] | LVDT sensor [0 +100mm] | SALAÜN Loïc | No | CES
60 | CFEP0272-D02 | Dimensionnel | LABORATOIRE DEVELOPPEMENT / FEP / FEP-009 | 0/100 mm | ± 1 mm | 10/08/2022 10:10 | 10/08/2023 10:10 | Linear displacement transducer [FEP-009] | LVDT sensor [0 +100mm] | POSITEK | X138.100AL200NPRTZ000 | 67034 | SALAÜN Loïc | FEP / FEP-009 (PV cycling bench) | [5 empty] | FEP | No | CFEP0272-D02_Linear displacement transducer [FEP-009] | [10/08/2022] [Optimu] [Calibration] [31/08/2021] [Optimu] [Calibration] [01/12/2020] [Optimu] [Calibration] [08/10/2019] [Optimu] [Calibration] [27/03/2019] [Optimu] [Creation] [26/09/2018] [Optimu] [Calibration] | Conforme | CFEP0272_nan | 372 | Active | Normal operation | Conform | 1 - Product quality and specific measurement equipment | false | LVDT sensor [0 +100mm] | LVDT sensor [0 +100mm] | LVDT sensor [0 +100mm] | LVDT sensor [0 +100mm] | SALAÜN Loïc | No | CES
61 | CFEP0272-D03 | Dimensionnel | LABORATOIRE DEVELOPPEMENT / FEP / FEP-009 | 0/100 mm | ± 1 mm | 10/08/2022 10:29 | 10/08/2023 10:29 | Linear displacement transducer [FEP-009] | LVDT sensor [0 +100mm] | POSITEK | X138.100AL200NPRTZ000 | 67045 | SALAÜN Loïc | FEP / FEP-009 (PV cycling bench) | [5 empty] | FEP | No | CFEP0272-D03_Linear displacement transducer [FEP-009] | [10/08/2022] [Optimu] [Calibration] [31/08/2021] [Optimu] [Calibration] [04/12/2020] [Optimu] [Calibration] [08/10/2019] [Optimu] [Calibration] [27/03/2019] [Optimu] [Creation] [26/09/2018] [Optimu] [Calibration] | Conforme | CFEP0272_nan | 372 | Active | Normal operation | Conform | 1 - Product quality and specific measurement equipment | false | LVDT sensor [0 +100mm] | LVDT sensor [0 +100mm] | LVDT sensor [0 +100mm] | LVDT sensor [0 +100mm] | SALAÜN Loïc | No | CES
62 | CFEP0272-D04 | Dimensionnel | LABORATOIRE DEVELOPPEMENT / FEP / FEP-009 | 0/100 mm | ± 1 mm | 10/08/2022 10:39 | 10/08/2023 10:39 | Linear displacement transducer [FEP-009] | LVDT sensor [0 +100mm] | POSITEK | X138.100AL200NPRTZ000 | 67041 | SALAÜN Loïc | FEP / FEP-009 (PV cycling bench) | [5 empty] | FEP | No | CFEP0272-D04_Linear displacement transducer [FEP-009] | [10/08/2022] [Optimu] [Calibration] [31/08/2021] [Optimu] [Calibration] [01/12/2020] [Optimu] [Calibration] [08/10/2019] [Optimu] [Calibration] [27/03/2019] [Optimu] [Creation] [26/09/2018] [Optimu] [Calibration] | Conforme | CFEP0272_nan | 372 | Active | Normal operation | Conform | 1 - Product quality and specific measurement equipment | false | LVDT sensor [0 +100mm] | LVDT sensor [0 +100mm] | LVDT sensor [0 +100mm] | LVDT sensor [0 +100mm] | SALAÜN Loïc | No | CES
63 | CFEP0272-D05 | Dimensionnel | LABORATOIRE DEVELOPPEMENT / FEP / FEP-009 | 0/100 mm | ± 1 mm | 10/08/2022 10:48 | 10/08/2023 10:48 | Linear displacement transducer [FEP-009] | LVDT sensor [0 +100mm] | POSITEK | X138.100AL200NPRTZ000 | 67030 | SALAÜN Loïc | FEP / FEP-009 (PV cycling bench) | [5 empty] | FEP | No | CFEP0272-D05_Linear displacement transducer [FEP-009] | [10/08/2022] [Optimu] [Calibration] [31/08/2021] [Optimu] [Calibration] [08/10/2019] [Optimu] [Calibration] [27/03/2019] [Optimu] [Creation] [26/09/2018] [Optimu] [Calibration] | Conforme | CFEP0272_nan | 372 | Active | Normal operation | Conform | 1 - Product quality and specific measurement equipment | false | LVDT sensor [0 +100mm] | LVDT sensor [0 +100mm] | LVDT sensor [0 +100mm] | LVDT sensor [0 +100mm] | SALAÜN Loïc | No | CES
64 | CFEP0272-D06 | Dimensionnel | LABORATOIRE DEVELOPPEMENT / FEP / FEP-009 | 0/100 mm | ± 1 mm | 10/08/2022 11:23 | 10/08/2023 11:23 | Linear displacement transducer [FEP-009] | LVDT sensor [0 +100mm] | POSITEK | X138.100AL200NPRTZ000 | 67037 | SALAUN Loïc | FEP / FEP-009 (PV cycling bench) | [5 empty] | FEP | No | CFEP0272-D06_Linear displacement transducer [FEP-009] | [10/08/2022] [Optimu] [Calibration] [31/08/2021] [Optimu] [Calibration] [01/12/2020] [Optimu] [Calibration] [08/10/2019] [Optimu] [Calibration] [27/03/2019] [Optimu] [Creation] [26/09/2018] [Optimu] [Calibration] | Conforme | CFEP0272_nan | 372 | Active | Normal operation | Conform | 1 - Product quality and specific measurement equipment | false | LVDT sensor [0 +100mm] | LVDT sensor [0 +100mm] | LVDT sensor [0 +100mm] | LVDT sensor [0 +100mm] | SALAUN Loïc | No | CES
65 | CFEP0272-D07 | Dimensionnel | LABORATOIRE DEVELOPPEMENT / FEP / FEP-009 | 0/100 mm | ± 1 mm | 10/08/2022 11:27 | 10/08/2023 11:27 | Linear displacement transducer [FEP-009] | LVDT sensor [0 +100mm] | POSITEK | X138.100AL200NPRTZ000 | 67050 | SALAUN Loïc | FEP / FEP-009 (PV cycling bench) | [5 empty] | FEP | No | CFEP0272-D07_Linear displacement transducer [FEP-009] | [10/08/2022] [Optimu] [Calibration] [31/08/2021] [Optimu] [Calibration] [01/12/2020] [Optimu] [Calibration] [08/10/2019] [Optimu] [Calibration] [27/03/2019] [Optimu] [Creation] [26/09/2018] [Optimu] [Calibration] | Conforme | CFEP0272_nan | 372 | Active | Normal operation | Conform | 1 - Product quality and specific measurement equipment | false | LVDT sensor [0 +100mm] | LVDT sensor [0 +100mm] | LVDT sensor [0 +100mm] | LVDT sensor [0 +100mm] | SALAUN Loïc | No | CES
66 | CFEP0272-D08 | Dimensionnel | LABORATOIRE DEVELOPPEMENT / FEP / FEP-009 | 0/100 mm | ± 1 mm | 10/08/2022 11:35 | 10/08/2023 11:35 | Linear displacement transducer [FEP-009] | LVDT sensor [0 +100mm] | POSITEK | X138.100AL200NPRTZ000 | 67038 | SALAUN Loïc | FEP / FEP-009 (PV cycling bench) | [5 empty] | FEP | No | CFEP0272-D08_Linear displacement transducer [FEP-009] | [10/08/2022] [Optimu] [Calibration] [31/08/2021] [Optimu] [Calibration] [02/12/2020] [Optimu] [Calibration] [08/10/2019] [Optimu] [Calibration] [27/03/2019] [Optimu] [Creation] [26/09/2018] [Optimu] [Calibration] | Conforme | CFEP0272_nan | 372 | Active | Normal operation | Conform | 1 - Product quality and specific measurement equipment | false | LVDT sensor [0 +100mm] | LVDT sensor [0 +100mm] | LVDT sensor [0 +100mm] | LVDT sensor [0 +100mm] | SALAUN Loïc | No | CES
67 | CFEP0272-D09 | Dimensionnel | LABORATOIRE DEVELOPPEMENT / FEP / FEP-009 | 0/100 mm | ± 1 mm | 10/08/2022 11:38 | 10/08/2023 11:38 | Linear displacement transducer [FEP-009] | LVDT sensor [0 +100mm] | POSITEK | X138.100AL200NPRTZ000 | 67040 | SALAUN Loïc | FEP / FEP-009 (PV cycling bench) | [5 empty] | FEP | No | CFEP0272-D09_Linear displacement transducer [FEP-009] | [10/08/2022] [Optimu] [Calibration] [31/08/2021] [Optimu] [Calibration] [02/12/2020] [Optimu] [Calibration] [08/10/2019] [Optimu] [Calibration] [27/03/2019] [Optimu] [Creation] [26/09/2018] [Optimu] [Calibration] | Conforme | CFEP0272_nan | 372 | Active | Normal operation | Conform | 1 - Product quality and specific measurement equipment | false | LVDT sensor [0 +100mm] | LVDT sensor [0 +100mm] | LVDT sensor [0 +100mm] | LVDT sensor [0 +100mm] | SALAUN Loïc | No | CES
68 | CFEP0272-D10 | Dimensionnel | LABORATOIRE DEVELOPPEMENT / FEP / FEP-009 | 0/100 mm | ± 1 mm | 10/08/2022 11:39 | 10/08/2023 11:39 | Linear displacement transducer [FEP-009] | LVDT sensor [0 +100mm] | POSITEK | X138.100AL200NPRTZ000 | 67049 | SALAUN Loïc | FEP / FEP-009 (PV cycling bench) | [5 empty] | FEP | No | CFEP0272-D10_Linear displacement transducer [FEP-009] | [10/08/2022] [Optimu] [Calibration] [31/08/2021] [Optimu] [Calibration] [02/12/2020] [Optimu] [Calibration] [09/10/2019] [Optimu] [Calibration] [25/09/2018] [Optimu] [Calibration] | Conforme | CFEP0272_nan | 372 | Active | Normal operation | Conform | 1 - Product quality and specific measurement equipment | false | LVDT sensor [0 +100mm] | LVDT sensor [0 +100mm] | LVDT sensor [0 +100mm] | LVDT sensor [0 +100mm] | SALAUN Loïc | No | CES
69 | CFEP0272-D11 | Dimensionnel | LABORATOIRE DEVELOPPEMENT / FEP / FEP-009 | 0/100 mm | ± 1 mm | 10/08/2022 14:27 | 10/08/2023 14:27 | Linear displacement transducer [FEP-009] | LVDT sensor [0 +100mm] | POSITEK | X138.100AL200NPRTZ000 | 67044 | SALAUN Loïc | FEP / FEP-009 (PV cycling bench) | [5 empty] | FEP | No | CFEP0272-D11_Linear displacement transducer [FEP-009] | [10/08/2022] [Optimu] [Calibration] [01/09/2021] [Optimu] [Calibration] [03/12/2020] [Optimu] [Calibration] [09/10/2019] [Optimu] [Calibration] [26/09/2018] [Optimu] [Calibration] | Conforme | CFEP0272_nan | 372 | Active | Normal operation | Conform | 1 - Product quality and specific measurement equipment | false | LVDT sensor [0 +100mm] | LVDT sensor [0 +100mm] | LVDT sensor [0 +100mm] | LVDT sensor [0 +100mm] | SALAUN Loïc | No | CES
70 | CFEP0272-D12 | Dimensionnel | LABORATOIRE DEVELOPPEMENT / FEP / FEP-009 | 0/100 mm | ± 1 mm | 10/08/2022 15:00 | 10/08/2023 15:00 | Linear displacement transducer [FEP-009] | LVDT sensor [0 +100mm] | POSITEK | X138.100AL200NPRTZ000 | 67054 | SALAUN Loïc | FEP / FEP-009 (PV cycling bench) | [5 empty] | FEP | No | CFEP0272-D12_Linear displacement transducer [FEP-009] | [10/08/2022] [Optimu] [Calibration] [01/09/2021] [Optimu] [Calibration] [02/12/2020] [Optimu] [Calibration] [04/10/2019] [Optimu] [Calibration] [25/09/2018] [Optimu] [Calibration] | Conforme | CFEP0272_nan | 372 | Active | Normal operation | Conform | 1 - Product quality and specific measurement equipment | false | LVDT sensor [0 +100mm] | LVDT sensor [0 +100mm] | LVDT sensor [0 +100mm] | LVDT sensor [0 +100mm] | SALAUN Loïc | No | CES
71 | CFEP0272-D13 | Dimensionnel | LABORATOIRE DEVELOPPEMENT / FEP / FEP-009 | 0/100 mm | ± 1 mm | 10/08/2022 15:06 | 10/08/2023 15:06 | Linear displacement transducer [FEP-009] | LVDT sensor [0 +100mm] | POSITEK | X138.100AL200NPRTZ000 | 67033 | SALAUN Loïc | FEP / FEP-009 (PV cycling bench) | [5 empty] | FEP | No | CFEP0272-D13_Linear displacement transducer [FEP-009] | [10/08/2022] [Optimu] [Calibration] [01/09/2021] [Optimu] [Calibration] [02/12/2020] [Optimu] [Calibration] [08/10/2019] [Optimu] [Calibration] [25/09/2018] [Optimu] [Calibration] | Conforme | CFEP0272_nan | 372 | Active | Normal operation | Conform | 1 - Product quality and specific measurement equipment | false | LVDT sensor [0 +100mm] | LVDT sensor [0 +100mm] | LVDT sensor [0 +100mm] | LVDT sensor [0 +100mm] | SALAUN Loïc | No | CES
72 | CFEP0272-D14 | Dimensionnel | LABORATOIRE DEVELOPPEMENT / FEP / FEP-009 | 0/100 mm | ± 1 mm | 10/08/2022 15:10 | 10/08/2023 15:10 | Linear displacement transducer [FEP-009] | LVDT sensor [0 +100mm] | POSITEK | X138.100AL200NPRTZ000 | 67032 | SALAUN Loïc | FEP / FEP-009 (PV cycling bench) | [5 empty] | FEP | No | CFEP0272-D14_Linear displacement transducer [FEP-009] | [10/08/2022] [Optimu] [Calibration] [01/09/2021] [Optimu] [Calibration] [03/12/2020] [Optimu] [Calibration] [07/10/2019] [Optimu] [Calibration] [25/09/2018] [Optimu] [Calibration] | Conforme | CFEP0272_nan | 372 | Active | Normal operation | Conform | 1 - Product quality and specific measurement equipment | false | LVDT sensor [0 +100mm] | LVDT sensor [0 +100mm] | LVDT sensor [0 +100mm] | LVDT sensor [0 +100mm] | SALAUN Loïc | No | CES
73 | CFEP0272-D15 | Dimensionnel | LABORATOIRE DEVELOPPEMENT / FEP / FEP-009 | 0/100 mm | ± 1 mm | 10/08/2022 15:13 | 10/08/2023 15:13 | Linear displacement transducer [FEP-009] | LVDT sensor [0 +100mm] | POSITEK | X138.100AL200NPRTZ000 | 67046 | SALAUN Loïc | FEP / FEP-009 (PV cycling bench) | [5 empty] | FEP | No | CFEP0272-D15_Linear displacement transducer [FEP-009] | [10/08/2022] [Optimu] [Calibration] [01/09/2021] [Optimu] [Calibration] [02/12/2020] [Optimu] [Calibration] [07/10/2019] [Optimu] [Calibration] [25/09/2018] [Optimu] [Calibration] | Conforme | CFEP0272_nan | 372 | Active | Normal operation | Conform | 1 - Product quality and specific measurement equipment | false | LVDT sensor [0 +100mm] | LVDT sensor [0 +100mm] | LVDT sensor [0 +100mm] | LVDT sensor [0 +100mm] | SALAUN Loïc | No | CES
74 | CFEP0272-D16 | Dimensionnel | LABORATOIRE DEVELOPPEMENT / FEP / FEP-009 | 0/100 mm | ± 1 mm | 11/08/2022 09:11 | 11/08/2023 09:11 | Linear displacement transducer [FEP-009] | LVDT sensor [0 +100mm] | POSITEK | X138.100AL200NPRTZ000 | 67052 | SALAUN Loïc | FEP / FEP-009 (PV cycling bench) | [5 empty] | FEP | No | CFEP0272-D16_Linear displacement transducer [FEP-009] | [11/08/2022] [Optimu] [Calibration] [01/09/2021] [Optimu] [Calibration] [03/12/2020] [Optimu] [Calibration] [04/10/2019] [Optimu] [Calibration] [25/09/2018] [Optimu] [Calibration] | Conforme | CFEP0272_nan | 372 | Active | Normal operation | Conform | 1 - Product quality and specific measurement equipment | false | LVDT sensor [0 +100mm] | LVDT sensor [0 +100mm] | LVDT sensor [0 +100mm] | LVDT sensor [0 +100mm] | SALAUN Loïc | No | CES
75 | CFEP0272-D17 | Dimensionnel | LABORATOIRE DEVELOPPEMENT / FEP / FEP-009 | 0/100 mm | ± 1 mm | 11/08/2022 09:17 | 11/08/2023 09:17 | Linear displacement transducer [FEP-009] | LVDT sensor [0 +100mm] | POSITEK | X138.100AL200NPRTZ000 | 67053 | SALAUN Loïc | FEP / FEP-009 (PV cycling bench) | [5 empty] | FEP | No | CFEP0272-D17_Linear displacement transducer [FEP-009] | [11/08/2022] [Optimu] [Calibration] [01/09/2021] [Optimu] [Calibration] [03/12/2020] [Optimu] [Calibration] [04/10/2019] [Optimu] [Calibration] [25/09/2018] [Optimu] [Calibration] | Conforme | CFEP0272_nan | 372 | Active | Normal operation | Conform | 1 - Product quality and specific measurement equipment | false | LVDT sensor [0 +100mm] | LVDT sensor [0 +100mm] | LVDT sensor [0 +100mm] | LVDT sensor [0 +100mm] | SALAUN Loïc | No | CES
76 | CFEP0272-D18 | Dimensionnel | LABORATOIRE DEVELOPPEMENT / FEP / FEP-009 | 0/100 mm | ± 1 mm | 11/08/2022 09:19 | 11/08/2023 09:19 | Linear displacement transducer [FEP-009] | LVDT sensor [0 +100mm] | POSITEK | X138.100AL200NPRTZ000 | 67029 | SALAUN Loïc | FEP / FEP-009 (PV cycling bench) | [5 empty] | FEP | No | CFEP0272-D18_Linear displacement transducer [FEP-009] | [11/08/2022] [Optimu] [Calibration] [01/09/2021] [Optimu] [Calibration] [04/12/2020] [Optimu] [Calibration] [04/10/2019] [Optimu] [Calibration] [25/09/2018] [Optimu] [Calibration] | Conforme | CFEP0272_nan | 372 | Active | Normal operation | Conform | 1 - Product quality and specific measurement equipment | false | LVDT sensor [0 +100mm] | LVDT sensor [0 +100mm] | LVDT sensor [0 +100mm] | LVDT sensor [0 +100mm] | SALAUN Loïc | No | CES
77 | CFEP0272-D19 | Dimensionnel | LABORATOIRE DEVELOPPEMENT / FEP / FEP-009 | 0/100 mm | ± 1 mm | 11/08/2022 00:00 | 11/08/2023 00:00 | Linear displacement transducer [FEP-009] | LVDT sensor [0 +100mm] | POSITEK | X138.100AL200NPRTZ000 | 67031 | SALAUN Loïc | FEP / FEP-009 (PV cycling bench) | [5 empty] | FEP | No | CFEP0272-D19_Linear displacement transducer [FEP-009] | [11/08/2022] [Optimu] [Calibration] [01/09/2021] [Optimu] [Calibration] [04/12/2020] [Optimu] [Calibration] [04/10/2019] [Optimu] [Calibration] [25/09/2018] [Optimu] [Calibration] | Conforme | CFEP0272_nan | 372 | Active | Normal operation | Conform | 1 - Product quality and specific measurement equipment | false | LVDT sensor [0 +100mm] | LVDT sensor [0 +100mm] | LVDT sensor [0 +100mm] | LVDT sensor [0 +100mm] | SALAUN Loïc | No | CES
78 | CFEP0272-D20 | Dimensionnel | LABORATOIRE DEVELOPPEMENT / FEP / FEP-009 | 0/100 mm | ± 1 mm | 11/08/2022 09:26 | 11/08/2023 09:26 | Linear displacement transducer [FEP-009] | LVDT sensor [0 +100mm] | POSITEK | X138.100AL200NPRTZ000 | 67036 | SALAUN Loïc | FEP / FEP-009 (PV cycling bench) | [5 empty] | FEP | No | CFEP0272-D20_Linear displacement transducer [FEP-009] | [11/08/2022] [Optimu] [Calibration] [01/09/2021] [Optimu] [Calibration] [04/12/2020] [Optimu] [Calibration] [04/10/2019] [Optimu] [Calibration] [25/09/2018] [Optimu] [Calibration] | Conforme | CFEP0272_nan | 372 | Active | Normal operation | Conform | 1 - Product quality and specific measurement equipment | false | LVDT sensor [0 +100mm] | LVDT sensor [0 +100mm] | LVDT sensor [0 +100mm] | LVDT sensor [0 +100mm] | SALAUN Loïc | No | CES
79 | CFEP0272-D21 | Dimensionnel | LABORATOIRE DEVELOPPEMENT / FEP / FEP-009 | 0/100 mm | ± 1 mm | 11/08/2022 10:10 | 11/08/2023 10:10 | Linear displacement transducer [FEP-009] | LVDT sensor [0 +100mm] | POSITEK | X138.100AL200NPRTZ000 | 67056 | SALAUN Loïc | FEP / FEP-009 (PV cycling bench) | [5 empty] | FEP | No | CFEP0272-D21_Linear displacement transducer [FEP-009] | [11/08/2022] [Optimu] [Calibration] [02/09/2021] [Optimu] [Calibration] [07/12/2020] [Optimu] [Calibration] [07/10/2019] [Optimu] [Calibration] [25/09/2018] [Optimu] [Calibration] | Conforme | CFEP0272_nan | 372 | Active | Normal operation | Conform | 1 - Product quality and specific measurement equipment | false | LVDT sensor [0 +100mm] | LVDT sensor [0 +100mm] | LVDT sensor [0 +100mm] | LVDT sensor [0 +100mm] | SALAUN Loïc | No | CES
80 | CFEP0272-D22 | Dimensionnel | LABORATOIRE DEVELOPPEMENT / FEP / FEP-009 | 0/100 mm | ± 1 mm | 11/08/2022 10:14 | 11/08/2023 10:14 | Linear displacement transducer [FEP-009] | LVDT sensor [0 +100mm] | POSITEK | X138.100AL200NPRTZ000 | 67028 | SALAUN Loïc | FEP / FEP-009 (PV cycling bench) | [5 empty] | FEP | No | CFEP0272-D22_Linear displacement transducer [FEP-009] | [11/08/2022] [Optimu] [Calibration] [02/09/2021] [Optimu] [Calibration] [07/12/2020] [Optimu] [Calibration] [07/10/2019] [Optimu] [Calibration] [25/09/2018] [Optimu] [Calibration] | Conforme | CFEP0272_nan | 372 | Active | Normal operation | Conform | 1 - Product quality and specific measurement equipment | false | LVDT sensor [0 +100mm] | LVDT sensor [0 +100mm] | LVDT sensor [0 +100mm] | LVDT sensor [0 +100mm] | SALAUN Loïc | No | CES
81 | CFEP0272-D23 | Dimensionnel | LABORATOIRE DEVELOPPEMENT / FEP / FEP-009 | 0/100 mm | ± 1 mm | 11/08/2022 10:25 | 11/08/2023 10:25 | Linear displacement transducer [FEP-009] | LVDT sensor [0 +100mm] | POSITEK | X138.100AL200NPRTZ000 | 67043 | SALAUN Loïc | FEP / FEP-009 (PV cycling bench) | [5 empty] | FEP | No | CFEP0272-D23_Linear displacement transducer [FEP-009] | [11/08/2022] [Optimu] [Calibration] [02/09/2021] [Optimu] [Calibration] [07/12/2020] [Optimu] [Calibration] [07/10/2019] [Optimu] [Calibration] [25/09/2018] [Optimu] [Calibration] | Conforme | CFEP0272_nan | 372 | Active | Normal operation | Conform | 1 - Product quality and specific measurement equipment | false | LVDT sensor [0 +100mm] | LVDT sensor [0 +100mm] | LVDT sensor [0 +100mm] | LVDT sensor [0 +100mm] | SALAUN Loïc | No | CES
82 | CFEP0272-D24 | Dimensionnel | LABORATOIRE DEVELOPPEMENT / FEP / FEP-009 | 0/100 mm | ± 1 mm | 11/08/2022 10:28 | 11/08/2023 10:28 | Linear displacement transducer [FEP-009] | LVDT sensor [0 +100mm] | POSITEK | X138.100AL200NPRTZ000 | 67047 | SALAUN Loïc | FEP / FEP-009 (PV cycling bench) | [5 empty] | FEP | No | CFEP0272-D24_Linear displacement transducer [FEP-009] | [11/08/2022] [Optimu] [Calibration] [02/09/2021] [Optimu] [Calibration] [07/12/2020] [Optimu] [Calibration] [07/10/2019] [Optimu] [Calibration] [25/09/2018] [Optimu] [Calibration] | Conforme | CFEP0272_nan | 372 | Active | Normal operation | Conform | 1 - Product quality and specific measurement equipment | false | LVDT sensor [0 +100mm] | LVDT sensor [0 +100mm] | LVDT sensor [0 +100mm] | LVDT sensor [0 +100mm] | SALAUN Loïc | No | CES
83 | CFEP0272-D25 | Dimensionnel | LABORATOIRE DEVELOPPEMENT / FEP / FEP-009 | 0/100 mm | ± 1 mm | 11/08/2022 10:32 | 11/08/2023 10:32 | Linear displacement transducer [FEP-009] | LVDT sensor [0 +100mm] | POSITEK | X138.100AL200NPRTZ000 | 67039 | SALAUN Loïc | FEP / FEP-009 (PV cycling bench) | [5 empty] | FEP | No | CFEP0272-D25_Linear displacement transducer [FEP-009] | [11/08/2022] [Optimu] [Calibration] [02/09/2021] [Optimu] [Calibration] [07/12/2020] [Optimu] [Calibration] [04/10/2019] [Optimu] [Calibration] [25/09/2018] [Optimu] [Calibration] | Conforme | CFEP0272_nan | 372 | Active | Normal operation | Conform | 1 - Product quality and specific measurement equipment | false | LVDT sensor [0 +100mm] | LVDT sensor [0 +100mm] | LVDT sensor [0 +100mm] | LVDT sensor [0 +100mm] | SALAUN Loïc | No | CES
84 | CFEP0272-D26 | Dimensionnel | LABORATOIRE DEVELOPPEMENT / FEP / FEP-009 | 0/100 mm | ± 1 mm | 11/08/2022 11:26 | 11/08/2023 11:26 | Linear displacement transducer [FEP-009] | LVDT sensor [0 +100mm] | POSITEK | X138.100AL200NPRTZ000 | 67035 | SALAUN Loïc | FEP / FEP-009 (PV cycling bench) | [5 empty] | FEP | No | CFEP0272-D26_Linear displacement transducer [FEP-009] | [11/08/2022] [Optimu] [Calibration] [02/09/2021] [Optimu] [Calibration] [07/12/2020] [Optimu] [Calibration] [09/10/2019] [Optimu] [Calibration] [25/09/2018] [Optimu] [Calibration] | Conforme | CFEP0272_nan | 372 | Active | Normal operation | Conform | 1 - Product quality and specific measurement equipment | false | LVDT sensor [0 +100mm] | LVDT sensor [0 +100mm] | LVDT sensor [0 +100mm] | LVDT sensor [0 +100mm] | SALAUN Loïc | No | CES
85 | CFEP0272-D27 | Dimensionnel | LABORATOIRE DEVELOPPEMENT / FEP / FEP-009 | 0/100 mm | ± 1 mm | 11/08/2022 11:28 | 11/08/2023 11:28 | Linear displacement transducer [FEP-009] | LVDT sensor [0 +100mm] | POSITEK | X138.100AL200NPRTZ000 | 67057 | SALAUN Loïc | FEP / FEP-009 (PV cycling bench) | [5 empty] | FEP | No | CFEP0272-D27_Linear displacement transducer [FEP-009] | [11/08/2022] [Optimu] [Calibration] [02/09/2021] [Optimu] [Calibration] [07/12/2020] [Optimu] [Calibration] [09/10/2019] [Optimu] [Calibration] [25/09/2018] [Optimu] [Calibration] | Conforme | CFEP0272_nan | 372 | Active | Normal operation | Conform | 1 - Product quality and specific measurement equipment | false | LVDT sensor [0 +100mm] | LVDT sensor [0 +100mm] | LVDT sensor [0 +100mm] | LVDT sensor [0 +100mm] | SALAUN Loïc | No | CES
86 | CFEP0272-D28 | Dimensionnel | LABORATOIRE DEVELOPPEMENT / FEP / FEP-009 | 0/100 mm | ± 1 mm | 11/08/2022 11:32 | 11/08/2023 11:32 | Linear displacement transducer [FEP-009] | LVDT sensor [0 +100mm] | POSITEK | X138.100AL200NPRTZ000 | 67055 | SALAUN Loïc | FEP / FEP-009 (PV cycling bench) | [5 empty] | FEP | No | CFEP0272-D28_Linear displacement transducer [FEP-009] | [11/08/2022] [Optimu] [Calibration] [02/09/2021] [Optimu] [Calibration] [07/12/2020] [Optimu] [Calibration] [09/10/2019] [Optimu] [Calibration] [25/09/2018] [Optimu] [Calibration] | Conforme | CFEP0272_nan | 372 | Active | Normal operation | Conform | 1 - Product quality and specific measurement equipment | false | LVDT sensor [0 +100mm] | LVDT sensor [0 +100mm] | LVDT sensor [0 +100mm] | LVDT sensor [0 +100mm] | SALAUN Loïc | No | CES
87 | CFEP0272-D29 | Dimensionnel | LABORATOIRE DEVELOPPEMENT / FEP / FEP-009 | 0/100 mm | ± 1 mm | 11/08/2022 11:37 | 11/08/2023 11:37 | Linear displacement transducer [FEP-009] | LVDT sensor [0 +100mm] | POSITEK | X138.100AL200NPRTZ000 | 67042 | SALAUN Loïc | FEP / FEP-009 (PV cycling bench) | [5 empty] | FEP | No | CFEP0272-D29_Linear displacement transducer [FEP-009] | [11/08/2022] [Optimu] [Calibration] [02/09/2021] [Optimu] [Calibration] [07/12/2020] [Optimu] [Calibration] [09/10/2019] [Optimu] [Calibration] [25/09/2018] [Optimu] [Calibration] | Conforme | CFEP0272_nan | 372 | Active | Normal operation | Conform | 1 - Product quality and specific measurement equipment | false | LVDT sensor [0 +100mm] | LVDT sensor [0 +100mm] | LVDT sensor [0 +100mm] | LVDT sensor [0 +100mm] | SALAUN Loïc | No | CES
88 | CFEP0272-D30 | Dimensionnel | LABORATOIRE DEVELOPPEMENT / FEP / FEP-009 | 0/100 mm | ± 1 mm | 11/08/2022 11:44 | 11/08/2023 11:44 | Linear displacement transducer [FEP-009] | LVDT sensor [0 +100mm] | POSITEK | X138.100AL200NPRTZ000 | 67051 | SALAUN Loïc | FEP / FEP-009 (PV cycling bench) | [5 empty] | FEP | No | CFEP0272-D30_Linear displacement transducer [FEP-009] | [11/08/2022] [Optimu] [Calibration] [02/09/2021] [Optimu] [Calibration] [04/12/2020] [Optimu] [Calibration] [09/10/2019] [Optimu] [Calibration] [25/09/2018] [Optimu] [Calibration] | Conforme | CFEP0272_nan | 372 | Active | Normal operation | Conform | 1 - Product quality and specific measurement equipment | false | LVDT sensor [0 +100mm] | LVDT sensor [0 +100mm] | LVDT sensor [0 +100mm] | LVDT sensor [0 +100mm] | SALAUN Loïc | No | CES
89 | CFEP0272-P01 | Pression | LABORATOIRE DEVELOPPEMENT / FEP / FEP-009 | -300/600 mbar | ±1,5 mbar | 09/08/2022 09:48 | 09/08/2023 09:48 | Pressure sensor [FEP-009] | Pressure sensor [-300 +600 mbar] | Keller | PR-33XEI | 6940103 | SALAUN Loïc | FEP / FEP-009 (PV cycling bench) | [5 empty] | FEP | No | CFEP0272-P01_Pressure sensor [FEP-009] | [09/08/2022] [Optimu] [Calibration] [29/06/2021] [Optimu] [Calibration] [13/10/2020] [Optimu] [Calibration] [03/10/2019] [Optimu] [Calibration] [04/10/2018] [Optimu] [Calibration] | Conforme | CFEP0272_nan | 372 | Active | Normal operation | Conform | 1 - Product quality and specific measurement equipment | false | Pressure sensor [-300 +600 mbar] | Pressure sensor [-300 +600 mbar] | Pressure sensor [-300 +600 mbar] | Pressure sensor [-300 +600 mbar] | SALAUN Loïc | No | CES
90 | CFEP0272-P02 | Pression | LABORATOIRE DEVELOPPEMENT / FEP / FEP-009 | -300/600 mbar | ±1,5 mbar | 09/08/2022 09:56 | 09/08/2023 09:56 | Pressure sensor [FEP-009] | Pressure sensor [-300 +600 mbar] | Keller | PR-33XEI | 6940101 | SALAUN Loïc | FEP / FEP-009 (PV cycling bench) | [5 empty] | FEP | No | CFEP0272-P02_Pressure sensor [FEP-009] | [09/08/2022] [Optimu] [Calibration] [17/04/2022] [Optimu] [Derogation] [29/06/2021] [Optimu] [Calibration] [13/10/2020] [Optimu] [Calibration] [03/10/2019] [Optimu] [Calibration] [27/03/2019] [Optimu] [Creation] [04/10/2018] [Optimu] [Calibration] | Conforme | CFEP0272_nan | 372 | Active | Normal operation | Conform | 1 - Product quality and specific measurement equipment | false | Pressure sensor [-300 +600 mbar] | Pressure sensor [-300 +600 mbar] | Pressure sensor [-300 +600 mbar] | Pressure sensor [-300 +600 mbar] | SALAUN Loïc | No | CES
91 | CFEP0272-P03 | Pression | LABORATOIRE DEVELOPPEMENT / FEP / FEP-009 | -300/600 mbar | ±1,5 mbar | 09/08/2022 10:11 | 09/08/2023 10:11 | Pressure sensor [FEP-009] | Pressure sensor [-300 +600 mbar] | Keller | PR-33XEI | 6940102 | SALAUN Loïc | FEP / FEP-009 (PV cycling bench) | [5 empty] | FEP | No | CFEP0272-P03_Pressure sensor [FEP-009] | [09/08/2022] [Optimu] [Calibration] [29/06/2021] [Optimu] [Calibration] [13/10/2020] [Optimu] [Calibration] [03/10/2019] [Optimu] [Calibration] [27/03/2019] [Optimu] [Creation] [04/10/2018] [Optimu] [Calibration] | Conforme | CFEP0272_nan | 372 | Active | Normal operation | Conform | 1 - Product quality and specific measurement equipment | false | Pressure sensor [-300 +600 mbar] | Pressure sensor [-300 +600 mbar] | Pressure sensor [-300 +600 mbar] | Pressure sensor [-300 +600 mbar] | SALAUN Loïc | No | CES
92 | CFEP0272-P04 | Pression | LABORATOIRE DEVELOPPEMENT / FEP / FEP-009 | -300/600 mbar | ±1,5 mbar | 09/08/2022 10:16 | 09/08/2023 10:16 | Pressure sensor [FEP-009] | Pressure sensor [-300 +600 mbar] | Keller | PR-33XEI | 694099 | SALAUN Loïc | FEP / FEP-009 (PV cycling bench) | [5 empty] | FEP | No | CFEP0272-P04_Pressure sensor [FEP-009] | [09/08/2022] [Optimu] [Calibration] [29/06/2021] [Optimu] [Calibration] [13/10/2020] [Optimu] [Calibration] [03/10/2019] [Optimu] [Calibration] [27/03/2019] [Optimu] [Creation] [04/10/2018] [Optimu] [Calibration] | Conforme | CFEP0272_nan | 372 | Active | Normal operation | Conform | 1 - Product quality and specific measurement equipment | false | Pressure sensor [-300 +600 mbar] | Pressure sensor [-300 +600 mbar] | Pressure sensor [-300 +600 mbar] | Pressure sensor [-300 +600 mbar] | SALAUN Loïc | No | CES
93 | CFEP0272-P05 | Pression | LABORATOIRE DEVELOPPEMENT / FEP / FEP-009 | -300/600 mbar | ±1,5 mbar | 09/08/2022 10:23 | 09/08/2023 10:23 | Pressure sensor [FEP-009] | Pressure sensor [-300 +600 mbar] | Keller | PR-33XEI | 6940100 | SALAUN Loïc | FEP / FEP-009 (PV cycling bench) | [5 empty] | FEP | No | CFEP0272-P05_Pressure sensor [FEP-009] | [09/08/2022] [Optimu] [Calibration] [29/06/2021] [Optimu] [Calibration] [13/10/2020] [Optimu] [Calibration] [03/10/2019] [Optimu] [Calibration] [27/03/2019] [Optimu] [Creation] [04/10/2018] [Optimu] [Calibration] | Conforme | CFEP0272_nan | 372 | Active | Normal operation | Conform | 1 - Product quality and specific measurement equipment | false | Pressure sensor [-300 +600 mbar] | Pressure sensor [-300 +600 mbar] | Pressure sensor [-300 +600 mbar] | Pressure sensor [-300 +600 mbar] | SALAUN Loïc | No | CES
94 | CFEP0272-T01 | Température | LABORATOIRE DEVELOPPEMENT / FEP / FEP-009 | -40/+80 °C | ±1,5 °C | 09/08/2022 15:03 | 09/08/2023 15:03 | Thermocouple [FEP-009] | Thermocouple [K] | DISTRAM | PT100 | T1 | SALAUN Loïc | FEP / FEP-009 (PV cycling bench) | [5 empty] | FEP | No | CFEP0272-T01_Thermocouple [FEP-009] | [09/08/2022] [Optimu] [Calibration] [30/08/2021] [Optimu] [Calibration] [13/10/2020] [Optimu] [Calibration] [01/10/2019] [Optimu] [Calibration] [27/03/2019] [Optimu] [Creation] [02/10/2018] [Optimu] [Calibration] | Conforme | CFEP0272_nan | 372 | Active | Normal operation | Conform | 1 - Product quality and specific measurement equipment | false | Thermocouple [K] | Thermocouple [K] | Thermocouple [K] | Thermocouple [K] | SALAUN Loïc | No | CES
95 | CFEP0272-T02 | Température | LABORATOIRE DEVELOPPEMENT / FEP / FEP-009 | -40/+80 °C | ±1,5 °C | 09/08/2022 15:07 | 09/08/2023 15:07 | Thermocouple [FEP-009] | Thermocouple [K] | DISTRAM | PT100 | T2 | SALAUN Loïc | FEP / FEP-009 (PV cycling bench) | [5 empty] | FEP | No | CFEP0272-T02_Thermocouple [FEP-009] | [09/08/2022] [Optimu] [Calibration] [30/08/2021] [Optimu] [Calibration] [13/10/2020] [Optimu] [Calibration] [01/10/2019] [Optimu] [Calibration] [27/03/2019] [Optimu] [Creation] [02/10/2018] [Optimu] [Calibration] | Conforme | CFEP0272_nan | 372 | Active | Normal operation | Conform | 1 - Product quality and specific measurement equipment | false | Thermocouple [K] | Thermocouple [K] | Thermocouple [K] | Thermocouple [K] | SALAUN Loïc | No | CES
96 | CFEP0272-T03 | Température | LABORATOIRE DEVELOPPEMENT / FEP / FEP-009 | -40/+80 °C | ±1,5 °C | 09/08/2022 15:10 | 09/08/2023 15:10 | Thermocouple [FEP-009] | Thermocouple [K] | DISTRAM | PT100 | T3 | SALAUN Loïc | FEP / FEP-009 (PV cycling bench) | [5 empty] | FEP | No | CFEP0272-T03_Thermocouple [FEP-009] | [09/08/2022] [Optimu] [Calibration] [30/08/2021] [Optimu] [Calibration] [13/10/2020] [Optimu] [Calibration] [29/10/2019] [Optimu] [Calibration] [27/03/2019] [Optimu] [Creation] [02/10/2018] [Optimu] [Calibration] | Conforme | CFEP0272_nan | 372 | Active | Normal operation | Conform | 1 - Product quality and specific measurement equipment | false | Thermocouple [K] | Thermocouple [K] | Thermocouple [K] | Thermocouple [K] | SALAUN Loïc | No | CES
97 | CFEP0272-T04 | Température | LABORATOIRE DEVELOPPEMENT / FEP / FEP-009 | -40/+80 °C | ±1,5 °C | 09/08/2022 15:12 | 09/08/2023 15:12 | Thermocouple [FEP-009] | Thermocouple [K] | DISTRAM | PT100 | T4 | SALAUN Loïc | FEP / FEP-009 (PV cycling bench) | [5 empty] | FEP | No | CFEP0272-T04_Thermocouple [FEP-009] | [09/08/2022] [Optimu] [Calibration] [30/08/2021] [Optimu] [Calibration] [13/10/2020] [Optimu] [Calibration] [01/10/2019] [Optimu] [Calibration] [02/10/2018] [Optimu] [Calibration] | Conforme | CFEP0272_nan | 372 | Active | Normal operation | Conform | 1 - Product quality and specific measurement equipment | false | Thermocouple [K] | Thermocouple [K] | Thermocouple [K] | Thermocouple [K] | SALAUN Loïc | No | CES
98 | CFEP0272-T05 | Température | LABORATOIRE DEVELOPPEMENT / FEP / FEP-009 | -40/+80 °C | ±1,5 °C | 09/08/2022 15:16 | 09/08/2023 15:16 | Thermocouple [FEP-009] | Thermocouple [K] | DISTRAM | PT100 | T5 | SALAUN Loïc | FEP / FEP-009 (PV cycling bench) | [5 empty] | FEP | No | CFEP0272-T05_Thermocouple [FEP-009] | [09/08/2022] [Optimu] [Calibration] [30/08/2021] [Optimu] [Calibration] [13/10/2020] [Optimu] [Calibration] [01/10/2019] [Optimu] [Calibration] [27/03/2019] [Optimu] [Creation] [02/10/2018] [Optimu] [Calibration] | Conforme | CFEP0272_nan | 372 | Active | Normal operation | Conform | 1 - Product quality and specific measurement equipment | false | Thermocouple [K] | Thermocouple [K] | Thermocouple [K] | Thermocouple [K] | SALAUN Loïc | No | CES
99 | CFEP0272-T06 | Température | LABORATOIRE DEVELOPPEMENT / FEP / FEP-009 | -40/+80 °C | ±1,5 °C | 09/08/2022 15:18 | 09/08/2023 15:18 | Thermocouple [FEP-009] | Thermocouple [K] | DISTRAM | PT100 | T6 | SALAUN Loïc | FEP / FEP-009 (PV cycling bench) | [5 empty] | FEP | No | CFEP0272-T06_Thermocouple [FEP-009] | [09/08/2022] [Optimu] [Calibration] [30/08/2021] [Optimu] [Calibration] [13/10/2020] [Optimu] [Calibration] [01/10/2019] [Optimu] [Calibration] [27/03/2019] [Optimu] [Creation] [02/10/2018] [Optimu] [Calibration] | Conforme | CFEP0272_nan | 372 | Active | Normal operation | Conform | 1 - Product quality and specific measurement equipment | false | Thermocouple [K] | Thermocouple [K] | Thermocouple [K] | Thermocouple [K] | SALAUN Loïc | No | CES
100 | CFEP0272-T07 | Température | LABORATOIRE DEVELOPPEMENT / FEP / FEP-009 | -40/+80 °C | ±1,5 °C | 09/08/2022 15:20 | 09/08/2023 15:20 | Thermocouple [FEP-009] | Thermocouple [K] | DISTRAM | PT100 | T7 | SALAUN Loïc | FEP / FEP-009 (PV cycling bench) | [5 empty] | FEP | No | CFEP0272-T07_Thermocouple [FEP-009] | [09/08/2022] [Optimu] [Calibration] [30/08/2021] [Optimu] [Calibration] [13/10/2020] [Optimu] [Calibration] [01/10/2019] [Optimu] [Calibration] [27/03/2019] [Optimu] [Creation] [02/10/2018] [Optimu] [Calibration] | Conforme | CFEP0272_nan | 372 | Active | Normal operation | Conform | 1 - Product quality and specific measurement equipment | false | Thermocouple [K] | Thermocouple [K] | Thermocouple [K] | Thermocouple [K] | SALAUN Loïc | No | CES
101 | CFEP0272-T08 | Température | LABORATOIRE DEVELOPPEMENT / FEP / FEP-009 | -40/+80 °C | ±1,5 °C | 09/08/2022 15:21 | 09/08/2023 15:21 | Thermocouple [FEP-009] | Thermocouple [K] | DISTRAM | PT100 | T8 | SALAUN Loïc | FEP / FEP-009 (PV cycling bench) | [5 empty] | FEP | No | CFEP0272-T08_Thermocouple [FEP-009] | [09/08/2022] [Optimu] [Calibration] [30/08/2021] [Optimu] [Calibration] [13/10/2020] [Optimu] [Calibration] [01/10/2019] [Optimu] [Calibration] [27/03/2019] [Optimu] [Creation] [02/10/2018] [Optimu] [Calibration] | Conforme | CFEP0272_nan | 372 | Active | Normal operation | Conform | 1 - Product quality and specific measurement equipment | false | Thermocouple [K] | Thermocouple [K] | Thermocouple [K] | Thermocouple [K] | SALAUN Loïc | No | CES
102 | CFEP0272-T09 | Température | LABORATOIRE DEVELOPPEMENT / FEP / FEP-009 | -40/+80 °C | ±1,5 °C | 09/08/2022 15:23 | 09/08/2023 15:23 | Thermocouple [FEP-009] | Thermocouple [K] | DISTRAM | PT100 | T9 | SALAUN Loïc | FEP / FEP-009 (PV cycling bench) | [5 empty] | FEP | No | CFEP0272-T09_Thermocouple [FEP-009] | [09/08/2022] [Optimu] [Calibration] [30/08/2021] [Optimu] [Calibration] [13/10/2020] [Optimu] [Calibration] [01/10/2019] [Optimu] [Calibration] [27/03/2019] [Optimu] [Creation] [02/10/2018] [Optimu] [Calibration] | Conforme | CFEP0272_nan | 372 | Active | Normal operation | Conform | 1 - Product quality and specific measurement equipment | false | Thermocouple [K] | Thermocouple [K] | Thermocouple [K] | Thermocouple [K] | SALAUN Loïc | No | CES
103 | CFEP0272-T10 | Température | LABORATOIRE DEVELOPPEMENT / FEP / FEP-009 | -40/+80 °C | ±1,5 °C | 09/08/2022 15:25 | 09/08/2023 15:25 | Thermocouple [FEP-009] | Thermocouple [K] | DISTRAM | PT100 | T10 | SALAUN Loïc | FEP / FEP-009 (PV cycling bench) | [5 empty] | FEP | No | CFEP0272-T10_Thermocouple [FEP-009] | [09/08/2022] [Optimu] [Calibration] [30/08/2021] [Optimu] [Calibration] [13/10/2020] [Optimu] [Calibration] [01/10/2019] [Optimu] [Calibration] [27/03/2019] [Optimu] [Creation] [02/10/2018] [Optimu] [Calibration] | Conforme | CFEP0272_nan | 372 | Active | Normal operation | Conform | 1 - Product quality and specific measurement equipment | false | Thermocouple [K] | Thermocouple [K] | Thermocouple [K] | Thermocouple [K] | SALAUN Loïc | No | CES
104 | CIVC0031 | Force | IVC / IVC / IVC\proto | According Manufacturer SpecTo be defined | According Manufacturer SpecTo be defined | 11/07/2022 00:00 | 11/07/2023 00:00 | Tensile machine | Tensile machine |  |  |  | MANIETTE Morgan | IVC / IVC | [5 empty] | IVC | No | CIVC0031_Tensile machine | [11/07/2022] [Optimu] [Calibration] [22/06/2021] [Optimu] [Calibration] [19/06/2020] [Optimu] [Calibration] [21/05/2019] [Optimu] [Calibration] [18/05/2018] [Optimu] [Calibration] [18/05/2018] [Optimu] [Calibration] [15/06/2017] [Optimu] [Calibration] | Conforme |  | 372 | Active | Normal operation | Conform | 1 - Product quality and specific measurement equipment | false | Tensile machine | Tensile machine | Tensile machine | Tensile machine | MANIETTE Morgan | No | CES
105 | CIVC0035 | Force | IVC / IVC / IVC\SCR (BANC DE TRACTION) | According Manufacturer SpecTo be defined | According Manufacturer SpecTo be defined | 11/07/2022 00:00 | 11/07/2023 00:00 | Tensile machine | Tensile machine |  |  |  | MANIETTE Morgan | IVC / IVC | [5 empty] | IVC | No | CIVC0035_Tensile machine | [11/07/2022] [Optimu] [Calibration] [22/06/2021] [Optimu] [Calibration] [19/06/2020] [Optimu] [Calibration] [21/05/2019] [Optimu] [Calibration] [18/05/2018] [Optimu] [Calibration] [18/05/2018] [Optimu] [Calibration] [18/05/2018] [Optimu] [Calibration] [22/08/2016] [Optimu] [Calibration] | Conforme |  | 372 | Active | Normal operation | Conform | 1 - Product quality and specific measurement equipment | false | Tensile machine | Tensile machine | Tensile machine | Tensile machine | MANIETTE Morgan | No | CES
106 | CIVC0036 | Force | IVC / IVC / IVC\SCR (BANC DE TRACTION) | 500N /+10kN | +/-0,5% | 11/07/2022 13:46 | 11/07/2023 13:46 | Load sensor [IVC] | Load sensor [0 10kN] |  |  |  | MANIETTE Morgan | IVC / IVC | [5 empty] | IVC | No | CIVC0036_Load sensor [IVC] | [11/07/2022] [Optimu] [Calibration] [22/06/2021] [Optimu] [Calibration] [19/06/2020] [Optimu] [Calibration] [05/06/2019] [Optimu] [Calibration] [17/05/2018] [Optimu] [Calibration] [17/05/2018] [Optimu] [Calibration] [24/05/2017] [Optimu] [Calibration] | Conforme | CIVC0035_Tensile machine | 372 | Active | Normal operation | Conform | 1 - Product quality and specific measurement equipment | false | Load sensor [0 10kN] | Load sensor [0 10kN] | Load sensor [0 10kN] | Load sensor [0 10kN] | MANIETTE Morgan | No | CES
107 | CIVC0065 | Dimensionnel | IVC / IVC / IVC\proto | 0/+160mm | ± 0,1 mm | 24/08/2021 00:00 | 24/08/2023 00:00 | Caliper | Caliper [0 160 mm] |  |  |  | MANIETTE Morgan | IVC / IVC | [5 empty] | IVC | No | CIVC0065_Caliper | [24/08/2021] [Optimu] [Calibration] [15/07/2019] [Optimu] [Calibration] [08/12/2015] [Optimu] [Calibration] | Conforme |  | 744 | Active | Normal operation | Conform | 1 - Product quality and specific measurement equipment | false | Caliper [0 160 mm] | Caliper [0 160 mm] | Caliper [0 160 mm] | Caliper [0 160 mm] | MANIETTE Morgan | No | CES
108 | CIVC0074 | Dimensionnel | IVC / IVC / IVC\SCR | 0/+150mm | ± 0,1 mm | 09/08/2022 00:00 | 09/08/2023 00:00 | Caliper | Caliper [0 150 mm] |  |  |  | MANIETTE Morgan | IVC / IVC | [5 empty] | IVC | No | CIVC0074_Caliper | [09/08/2022] [Optimu] [Calibration] [24/09/2019] [Optimu] [Calibration] [07/09/2016] [Optimu] [Calibration] | Conforme |  | 372 | Active | Normal operation | Conform | 1 - Product quality and specific measurement equipment | false | Caliper [0 150 mm] | Caliper [0 150 mm] | Caliper [0 150 mm] | Caliper [0 150 mm] | MANIETTE Morgan | No | CES
109 | CLAB0398 | Electrique | LABORATOIRE DEVELOPPEMENT / SCR / A-SCR-02 | Analog Input: -10/10 V; -5/5 V; Counter: 0/5 Mhz | Analog Input: -10/10 V; -5/5 V Counter: 0/5 Mhz | 05/08/2020 00:00 | 05/08/2023 00:00 | NI USB 6211 | DAQ-Module | NATIONAL INSTRUMENTS | NI USB 6211 | 1B82ECA | FLEURY Sylvain | SCR / Armoire A-SCR-02 | [5 empty] | LAB | No | CLAB0398_NI USB 6211 | [05/08/2020] [Optimu] [Calibration] [27/10/2016] [Optimu] [Calibration] [27/10/2016] [Optimu] [Calibration] | Conforme |  | 1116 | Active | Normal operation | Conform | 1 - Product quality and specific measurement equipment | false | DAQ-Module | DAQ-Module | DAQ-Module | DAQ-Module | FLEURY Sylvain | No | CES
110 | CLAB0399 | Electricité | LABORATOIRE DEVELOPPEMENT / SCR / A-SCR-02 | -80/+80 mV | ±0,06 %RV | 17/08/2020 00:00 | 17/08/2023 00:00 | NI 9211 | DAQ-Module | NATIONAL INSTRUMENTS France SAS | 9211-V1(A)-198864D-01L | 1BC2E30 | FLEURY Sylvain | SCR / Armoire A-SCR-02 | [5 empty] | LAB | No | CLAB0399_NI 9211 | [17/08/2020] [Optimu] [Calibration] [03/05/2017] [Optimu] [Calibration] | Conforme |  | 1116 | Active | Normal operation | Conform | 1 - Product quality and specific measurement equipment | false | DAQ-Module | DAQ-Module | DAQ-Module | DAQ-Module | FLEURY Sylvain | No | CES
111 | CLAB0400 | Electricité | LABORATOIRE DEVELOPPEMENT / SCR / PPM-SCR-02 | -80/+80 mV | ±0,06 %RV | 17/08/2020 21:27 | 17/08/2023 21:27 | NI 9211 | DAQ-Module | NATIONAL INSTRUMENTS France SAS | 9211-V1(A)-198864D01L | 1BC2E74 | FLEURY Sylvain | SCR / Armoire A-SCR-02 | [5 empty] | LAB | No | CLAB0400_NI 9211 | [17/08/2020] [Optimu] [Calibration] [03/05/2017] [Optimu] [Calibration] | Conforme |  | 1116 | Active | Normal operation | Conform | 1 - Product quality and specific measurement equipment | false | DAQ-Module | DAQ-Module | DAQ-Module | DAQ-Module | FLEURY Sylvain | No | CES
112 | CLMA0003 | Force | LABORATOIRE DEVELOPPEMENT / LMA / LMA001 (Banc Traction) | 0/10000 N | ±0,5 %RV | 12/07/2022 00:00 | 12/07/2023 00:00 | Load sensor [LMA-001] | Load sensor [0 10kN] | LLOYD INSTRUMENTS AMETEK | LC 10 KN | 10KN0095 | MERCIER Maxime | LMA / LMA-001 (Tensile machine) | [5 empty] | LMA | No | CLMA0003_Load sensor [LMA-001] | [12/07/2022] [Optimu] [Calibration] [23/06/2021] [Optimu] [Calibration] [18/06/2020] [Optimu] [Calibration] [21/05/2019] [Optimu] [Calibration] [18/05/2018] [Optimu] [Calibration] [18/05/2018] [Optimu] [Calibration] [16/06/2017] [Optimu] [Calibration] | Conforme | CLMA0019_Tensile machine {LMA-001] | 372 | Active | Normal operation | Conform | 1 - Product quality and specific measurement equipment | false | Load sensor [0 10kN] | Load sensor [0 10kN] | Load sensor [0 10kN] | Load sensor [0 10kN] | MERCIER Maxime | No | CES
113 | CLMA0004 | Force | LABORATOIRE DEVELOPPEMENT / LMA / LMA001 (Banc Traction) | 0/1000 N | ±0,5 %RV | 12/07/2022 00:00 | 12/07/2023 00:00 | Load sensor [LMA-001] | Load sensor [1 kN] | LLOYD INSTRUMENTS AMETEK | LC 1 KN | 1KN0343 | MERCIER Maxime | LMA / LMA-001 (Tensile machine) | [5 empty] | LMA | No | CLMA0004_Load sensor [LMA-001] | [12/07/2022] [Optimu] [Calibration] [23/06/2021] [Optimu] [Calibration] [18/06/2020] [Optimu] [Calibration] [20/05/2019] [Optimu] [Calibration] [18/05/2018] [Optimu] [Calibration] [18/05/2018] [Optimu] [Calibration] [16/06/2017] [Optimu] [Calibration] [02/06/2016] [Optimu] [Calibration] | Conforme | CLMA0019_Tensile machine {LMA-001] | 372 | Active | Normal operation | Conform | 1 - Product quality and specific measurement equipment | false | Load sensor [1 kN] | Load sensor [1 kN] | Load sensor [1 kN] | Load sensor [1 kN] | MERCIER Maxime | No | CES
114 | CLMA0006 | Temps-Fréquence | LABORATOIRE DEVELOPPEMENT / LMA / LMA001 (Banc Traction) | 0/500 mm/min | ±0,5 %RV | 12/07/2022 00:00 | 12/07/2023 00:00 | Speed sensor {LMA-001] | Speed sensor | LLOYD INSTRUMENTS AMETEK | LR10K plus | 108406 | MERCIER Maxime | LMA / LMA-001 (Tensile machine) | [5 empty] | LMA | No | CLMA0006_Speed sensor {LMA-001] | [12/07/2022] [Optimu] [Calibration] [23/06/2021] [Optimu] [Calibration] [16/06/2020] [Optimu] [Calibration] [21/06/2019] [Optimu] [Calibration] [18/05/2018] [Optimu] [Calibration] [18/05/2018] [Optimu] [Calibration] [16/06/2017] [Optimu] [Calibration] [16/06/2017] [Optimu] [Calibration] [02/06/2016] [Optimu] [Calibration] | Conforme |  | 372 | Active | Normal operation | Conform | 1 - Product quality and specific measurement equipment | false | Speed sensor | Speed sensor | Speed sensor | Speed sensor | MERCIER Maxime | No | CES
115 | CLMA0011-A | Masse | LABORATOIRE DEVELOPPEMENT / LMA / MET-026 BANC CHOC DE MASSE | 0/500 mm | ± 1 mm | 17/08/2021 11:16 | 17/08/2023 11:16 | Length gauge [MET-026] | Gauge [0 500 mm] | PLASTIC OMNIUM |  |  | MERCIER Maxime | LMA / MET-026 (Mass schock bench) | [5 empty] | LMA | No | CLMA0011-A_Length gauge [MET-026] | [17/08/2021] [Optimu] [Calibration] [14/08/2019] [Optimu] [Calibration] [23/06/2017] [Optimu] [Calibration] | Conforme |  | 744 | Active | Normal operation | Conform | 1 - Product quality and specific measurement equipment | false | Gauge [0 500 mm] | Gauge [0 500 mm] | Gauge [0 500 mm] | Gauge [0 500 mm] | MERCIER Maxime | No | CES
116 | CLMA0011-B | Masse | LABORATOIRE DEVELOPPEMENT / LMA / MET-026 BANC CHOC DE MASSE | 0/500 mm | ± 1 mm | 17/08/2021 11:24 | 17/08/2023 11:24 | Length gauge [MET-026] | Gauge [0 500 mm] | PLASTIC OMNIUM |  |  | MERCIER Maxime | LMA / MET-026 (Mass schock bench) | [5 empty] | LMA | No | CLMA0011-B_Length gauge [MET-026] | [17/08/2021] [Optimu] [Calibration] [14/08/2019] [Optimu] [Calibration] [23/06/2017] [Optimu] [Calibration] | Conforme |  | 744 | Active | Normal operation | Conform | 1 - Product quality and specific measurement equipment | false | Gauge [0 500 mm] | Gauge [0 500 mm] | Gauge [0 500 mm] | Gauge [0 500 mm] | MERCIER Maxime | No | CES
117 | CLMA0011-C | Masse | LABORATOIRE DEVELOPPEMENT / LMA / MET-026 BANC CHOC DE MASSE | 0/500 mm | ± 1 mm | 17/08/2021 11:21 | 17/08/2023 11:21 | Length gauge [MET-026] | Gauge [0 500 mm] | PLASTIC OMNIUM |  |  | MERCIER Maxime | LMA / MET-026 (Mass schock bench) | [5 empty] | LMA | No | CLMA0011-C_Length gauge [MET-026] | [17/08/2021] [Optimu] [Calibration] [14/08/2019] [Optimu] [Calibration] [23/06/2017] [Optimu] [Calibration] | Conforme |  | 744 | Active | Normal operation | Conform | 1 - Product quality and specific measurement equipment | false | Gauge [0 500 mm] | Gauge [0 500 mm] | Gauge [0 500 mm] | Gauge [0 500 mm] | MERCIER Maxime | No | CES
118 | CLMA0019 | Force | LABORATOIRE DEVELOPPEMENT / LMA / LMA001 (Banc Traction) |  | / | 12/07/2022 13:58 | 12/07/2023 13:58 | Tensile machine {LMA-001] | Tensile Machine | LLOYD | LR10K Plus | 108406 | MERCIER Maxime | LMA | [5 empty] | LMA | Yes | CLMA0019_Tensile machine {LMA-001] | [12/07/2022] [Optimu] [Calibration] [23/06/2021] [Optimu] [Calibration] [18/06/2020] [Optimu] [Calibration] [21/05/2019] [Optimu] [Calibration] [21/05/2019] [Optimu] [Calibration] [18/05/2018] [Optimu] [Calibration] [18/05/2018] [Optimu] [Calibration] [16/06/2017] [Optimu] [Calibration] [02/06/2016] [Optimu] [Calibration] | Conforme |  | 372 | Active | Normal operation | Conform | 1 - Product quality and specific measurement equipment | false | Tensile Machine | Tensile Machine | Tensile Machine | Tensile Machine | MERCIER Maxime | No | CES
119 | CLMA0049 | Température | LABORATOIRE DEVELOPPEMENT / LMA / Armoire | -40/+190 °C | ±2 °C | 23/08/2021 15:15 | 23/08/2023 15:15 | Temperature display | Temperature sensor [-40 +190°C] | CHAUVIN ARNOUX | C.A 861 |  | MERCIER Maxime | LMA / Armoire A-LMA-01 | [5 empty] | LMA | No | CLMA0049_Temperature display | [23/08/2021] [Optimu] [Calibration] [13/09/2019] [Optimu] [Calibration] [18/09/2017] [Optimu] [Calibration] [29/08/2017] [Optimu] [Sending to calibration] [29/07/2015] [Optimu] [Calibration] | Conforme |  | 744 | Active | Normal operation | Conform | 1 - Product quality and specific measurement equipment | false | Temperature sensor [-40 +190°C] | Temperature sensor [-40 +190°C] | Temperature sensor [-40 +190°C] | Temperature sensor [-40 +190°C] | MERCIER Maxime | No | CES
120 | CLMA0053 | Force | LABORATOIRE DEVELOPPEMENT / LMA / LMA001 (Banc Traction) | 0/100 N | ±0,5 %RV | 12/07/2022 13:57 | 12/07/2023 13:57 | Load sensor [LMA-001] | Load sensor [1 kN] | LLOYD INSTRUMENTS AMETEK | LC 100 N | 100N0656 | MERCIER Maxime | LMA / LMA-001 (Tensile machine) | [5 empty] | LMA | No | CLMA0053_Load sensor [LMA-001] | [12/07/2022] [Optimu] [Calibration] [23/06/2021] [Optimu] [Calibration] [16/06/2020] [Optimu] [Calibration] [21/05/2019] [Optimu] [Calibration] [18/05/2018] [Optimu] [Calibration] [18/05/2018] [Optimu] [Calibration] [16/06/2017] [Optimu] [Calibration] [02/06/2016] [Optimu] [Calibration] | Conforme | CLMA0019_Tensile machine {LMA-001] | 372 | Active | Normal operation | Conform | 1 - Product quality and specific measurement equipment | false | Load sensor [1 kN] | Load sensor [1 kN] | Load sensor [1 kN] | Load sensor [1 kN] | MERCIER Maxime | No | CES
121 | CMAG0027 | Dimensionnel | LABORATOIRE DEVELOPPEMENT / MET / O. Routier | 0/150 mm | ± 0,1 mm | 15/09/2021 00:00 | 15/09/2023 00:00 | Caliper | Caliper [0 150 mm] | Mitutoyo | absolute | 190486 | GRIMEAU Rémi | MET / O. Routier | [5 empty] | MAG | No | CMAG0027_Caliper | [15/09/2021] [Optimu] [Calibration] [24/09/2019] [Optimu] [Calibration] [11/12/2017] [Optimu] [Calibration] [11/12/2017] [Optimu] [Calibration] [28/09/2015] [Optimu] [Calibration] | Conforme |  | 744 | Active | Normal operation | Conform | 1 - Product quality and specific measurement equipment | false | Caliper [0 150 mm] | Caliper [0 150 mm] | Caliper [0 150 mm] | Caliper [0 150 mm] | GRIMEAU Rémi | No | CES
122 | CMAG0030 | Pression | LABORATOIRE DEVELOPPEMENT / EPE / A-ATEX-01 | -100/+200 mbar | ±1 mbar | 15/07/2021 08:35 | 15/07/2023 08:35 | Pressure sensor | Pressure sensor [-300 +600 mbar] | Druck | PTX510 | 2742595 | SALAUN Loïc | EPE / Armoire A-ATEX-01 | [5 empty] | MAG | No | CMAG0030_Pressure sensor | [15/07/2021] [Optimu] [Calibration] [18/07/2019] [Optimu] [Calibration] [13/05/2019] [Optimu] [Calibration] [22/05/2017] [Optimu] [Calibration] [10/02/2015] [Optimu] [Calibration] | Conforme |  | 744 | Active | Normal operation | Conform | 1 - Product quality and specific measurement equipment | false | Pressure sensor [-300 +600 mbar] | Pressure sensor [-300 +600 mbar] | Pressure sensor [-300 +600 mbar] | Pressure sensor [-300 +600 mbar] | SALAUN Loïc | No | CES
123 | CMAG0032 | Pression | LABORATOIRE DEVELOPPEMENT / EPE / A-ATEX-01 | -500/+500 mbar | ±4 mbar | 19/07/2021 16:05 | 19/07/2023 16:05 | Pressure sensor | Pressure sensor [-500 +500 mbar] | DRUCK | PTX 510-1176 | 2562724 | SALAUN Loïc | EPE / Armoire A-ATEX-01 | [5 empty] | MAG | No | CMAG0032_Pressure sensor | [19/07/2021] [Optimu] [Calibration] [16/07/2019] [Optimu] [Calibration] [03/06/2019] [Optimu] [Calibration] [04/04/2017] [Optimu] [Calibration] [23/03/2015] [Optimu] [Calibration] | Conforme |  | 744 | Active | Normal operation | Conform | 1 - Product quality and specific measurement equipment | false | Pressure sensor [-500 +500 mbar] | Pressure sensor [-500 +500 mbar] | Pressure sensor [-500 +500 mbar] | Pressure sensor [-500 +500 mbar] | SALAUN Loïc | No | CES
124 | CMAG0033 | Pression | LABORATOIRE DEVELOPPEMENT / EPE / A-ATEX-01 | 0/250 mbar | ±1 mbar | 19/07/2021 09:07 | 19/07/2023 09:07 | Pressure sensor | Pressure sensor [0 +250 mbar] | DRUCK | PTX 510 | 2116554 | SALAUN Loïc | EPE / Armoire A-ATEX-01 | [5 empty] | MAG | No | CMAG0033_Pressure sensor | [19/07/2021] [Optimu] [Calibration] [19/07/2019] [Optimu] [Calibration] [14/05/2019] [Optimu] [Calibration] [22/05/2017] [Optimu] [Calibration] [23/03/2015] [Optimu] [Calibration] | Conforme |  | 744 | Active | Normal operation | Conform | 1 - Product quality and specific measurement equipment | false | Pressure sensor [0 +250 mbar] | Pressure sensor [0 +250 mbar] | Pressure sensor [0 +250 mbar] | Pressure sensor [0 +250 mbar] | SALAUN Loïc | No | CES
125 | CMAG0037 | Pression | LABORATOIRE DEVELOPPEMENT / EPE / A-ATEX-01 | -400/+400 mbar | ±2 mbar | 19/07/2021 16:18 | 19/07/2023 16:18 | Pressure sensor | Pressure sensor [-400 +400 mbar] | DRUCK | PTX 510-1176 | 1440520 | SALAUN Loïc | EPE / Armoire A-ATEX-01 | [5 empty] | MAG | No | CMAG0037_Pressure sensor | [19/07/2021] [Optimu] [Calibration] [21/05/2021] [Optimu] [Calibration] [18/07/2019] [Optimu] [Calibration] [22/05/2019] [Optimu] [Calibration] [04/04/2017] [Optimu] [Calibration] [23/03/2015] [Optimu] [Calibration] | Conforme |  | 744 | Active | Normal operation | Conform | 1 - Product quality and specific measurement equipment | false | Pressure sensor [-400 +400 mbar] | Pressure sensor [-400 +400 mbar] | Pressure sensor [-400 +400 mbar] | Pressure sensor [-400 +400 mbar] | SALAUN Loïc | No | CES
126 | CMAG0038 | Pression | LABORATOIRE DEVELOPPEMENT / EPE / A-ATEX-01 | -100/+200 mbar | ±1 mbar | 15/07/2021 08:31 | 15/07/2023 08:31 | Pressure sensor | Pressure sensor [-100 +200 mbar] | DRUCK | PTX 510-1176 | 2742593 | SALAUN Loïc | EPE / Armoire A-ATEX-01 | [5 empty] | MAG | No | CMAG0038_Pressure sensor | [15/07/2021] [Optimu] [Calibration] [21/05/2021] [Optimu] [Calibration] [21/05/2021] [Optimu] [Calibration] [18/07/2019] [Optimu] [Calibration] [09/05/2019] [Optimu] [Calibration] [22/05/2017] [Optimu] [Calibration] [08/04/2015] [Optimu] [Calibration] | Conforme |  | 744 | Active | Normal operation | Conform | 1 - Product quality and specific measurement equipment | false | Pressure sensor [-100 +200 mbar] | Pressure sensor [-100 +200 mbar] | Pressure sensor [-100 +200 mbar] | Pressure sensor [-100 +200 mbar] | SALAUN Loïc | No | CES
127 | CMAG0041 | Pression | LABORATOIRE DEVELOPPEMENT / EPE / A-ATEX-01 | 0/1 bar | ±10 mbar | 23/07/2021 13:49 | 23/07/2023 13:49 | Pressure sensor | Pressure sensor [0 +1 bar] | DRUCK | PTX 511-0 | 485163 | SALAUN Loïc | EPE / Armoire A-ATEX-01 | [5 empty] | MAG | No | CMAG0041_Pressure sensor | [23/07/2021] [Optimu] [Calibration] [20/08/2019] [Optimu] [Calibration] [13/09/2017] [Optimu] [Calibration] [13/09/2017] [Optimu] [Calibration] [09/09/2015] [Optimu] [Calibration] | Conforme |  | 744 | Active | Normal operation | Conform | 1 - Product quality and specific measurement equipment | false | Pressure sensor [0 +1 bar] | Pressure sensor [0 +1 bar] | Pressure sensor [0 +1 bar] | Pressure sensor [0 +1 bar] | SALAUN Loïc | No | CES
128 | CMAG0044 | Pression | LABORATOIRE DEVELOPPEMENT / EPE / A-ATEX-01 | 0/100 mbar | ±0,5 mbar | 15/07/2021 08:19 | 15/07/2023 08:19 | Pressure sensor | Pressure sensor [0 +100 mbar] | DRUCK | PTX 510 | 2749896 | SALAUN Loïc | EPE / Armoire A-ATEX-01 | [5 empty] | MAG | No | CMAG0044_Pressure sensor | [15/07/2021] [Optimu] [Calibration] [30/07/2019] [Optimu] [Calibration] [14/05/2019] [Optimu] [Calibration] [22/05/2017] [Optimu] [Calibration] [23/03/2015] [Optimu] [Calibration] | Conforme |  | 744 | Active | Normal operation | Conform | 1 - Product quality and specific measurement equipment | false | Pressure sensor [0 +100 mbar] | Pressure sensor [0 +100 mbar] | Pressure sensor [0 +100 mbar] | Pressure sensor [0 +100 mbar] | SALAUN Loïc | No | CES
129 | CMAG0048 | Pression | LABORATOIRE DEVELOPPEMENT / EPE / A-ATEX-01 | 0/250 mbar | ±1 mbar | 19/07/2021 09:15 | 19/07/2023 09:15 | Pressure sensor | Pressure sensor [0 +250 mbar] | DRUCK | PTX 510 | 1469273 | SALAUN Loïc | EPE / Armoire A-ATEX-01 | [5 empty] | MAG | No | CMAG0048_Pressure sensor | [19/07/2021] [Optimu] [Calibration] [19/07/2021] [Optimu] [Calibration] [19/07/2019] [Optimu] [Calibration] [16/05/2019] [Optimu] [Calibration] [22/05/2017] [Optimu] [Calibration] [23/03/2015] [Optimu] [Calibration] | Conforme |  | 744 | Active | Normal operation | Conform | 1 - Product quality and specific measurement equipment | false | Pressure sensor [0 +250 mbar] | Pressure sensor [0 +250 mbar] | Pressure sensor [0 +250 mbar] | Pressure sensor [0 +250 mbar] | SALAUN Loïc | No | CES
130 | CMAG0049 | Pression | LABORATOIRE DEVELOPPEMENT / EPE / A-ATEX-01 | -100/+200 mbar | ±1 mbar | 15/07/2021 00:00 | 15/07/2023 00:00 | Pressure sensor | Pressure sensor [-100 +200 mbar] | DRUCK | PTX 510-I-1176 | 2699199 | SALAUN Loïc | EPE / Armoire A-ATEX-01 | [5 empty] | MAG | No | CMAG0049_Pressure sensor | [15/07/2021] [Optimu] [Calibration] [19/07/2019] [Optimu] [Calibration] [15/05/2019] [Optimu] [Calibration] [22/05/2017] [Optimu] [Calibration] [29/07/2015] [Optimu] [Calibration] | Conforme |  | 744 | Active | Normal operation | Conform | 1 - Product quality and specific measurement equipment | false | Pressure sensor [-100 +200 mbar] | Pressure sensor [-100 +200 mbar] | Pressure sensor [-100 +200 mbar] | Pressure sensor [-100 +200 mbar] | SALAUN Loïc | No | CES
131 | CMAG0050 | Pression | LABORATOIRE DEVELOPPEMENT / EPE / A-ATEX-01 | 0/10 bar | ±20 mbar | 23/07/2021 09:36 | 23/07/2023 09:36 | Pressure sensor | Pressure sensor [0 +10 bar] | DRUCK | PTX 510 | 2617916 | SALAUN Loïc | EPE / Armoire A-ATEX-01 | [5 empty] | MAG | No | CMAG0050_Pressure sensor | [23/07/2021] [Optimu] [Calibration] [20/08/2019] [Optimu] [Calibration] [13/09/2017] [Optimu] [Calibration] [13/09/2017] [Optimu] [Calibration] [08/09/2015] [Optimu] [Calibration] | Conforme |  | 744 | Active | Normal operation | Conform | 1 - Product quality and specific measurement equipment | false | Pressure sensor [0 +10 bar] | Pressure sensor [0 +10 bar] | Pressure sensor [0 +10 bar] | Pressure sensor [0 +10 bar] | SALAUN Loïc | No | CES
132 | CMAG0066 | Dimensionnel | LABORATOIRE DEVELOPPEMENT / MET / Armoire Basse | 0/10 mm | ±0,05 mm | 15/09/2021 00:00 | 15/09/2023 00:00 | Mechanical comparator | Needle comparator [0 10 mm] | Mitutoyo | ID-S1012B | 02513 | GRIMEAU Rémi | MET / Armoire A-MET-01 | [5 empty] | MAG | No | CMAG0066_Mechanical comparator | [15/09/2021] [Optimu] [Calibration] [24/09/2019] [Optimu] [Calibration] [12/12/2017] [Optimu] [Calibration] [12/12/2017] [Optimu] [Calibration] [28/09/2015] [Optimu] [Calibration] | Conforme |  | 744 | Active | Normal operation | Conform | 1 - Product quality and specific measurement equipment | false | Needle comparator [0 10 mm] | Needle comparator [0 10 mm] | Needle comparator [0 10 mm] | Needle comparator [0 10 mm] | GRIMEAU Rémi | No | CES
133 | CMAG0094 | Pression | LABORATOIRE DEVELOPPEMENT / EPE / A-ATEX-01 | 0/100 mbar | ±0,5 mbar | 13/07/2021 13:41 | 13/07/2023 13:41 | Pressure sensor | Pressure sensor [0 +100 mbar] | DRUCK | PTX 510 | 2439840 | SALAUN Loïc | EPE / Armoire A-ATEX-01 | [5 empty] | MAG | No | CMAG0094_Pressure sensor | [13/07/2021] [Optimu] [Calibration] [30/07/2019] [Optimu] [Calibration] [16/05/2019] [Optimu] [Calibration] [22/05/2017] [Optimu] [Calibration] [30/01/2015] [Optimu] [Calibration] | Conforme |  | 744 | Active | Normal operation | Conform | 1 - Product quality and specific measurement equipment | false | Pressure sensor [0 +100 mbar] | Pressure sensor [0 +100 mbar] | Pressure sensor [0 +100 mbar] | Pressure sensor [0 +100 mbar] | SALAUN Loïc | No | CES
134 | CMAG0103 | Pression | LABORATOIRE DEVELOPPEMENT / EPE / A-ATEX-01 | 0/100 mbar | ±0,5 mbar | 13/07/2021 15:08 | 13/07/2023 15:08 | Pressure sensor | Pressure sensor [0 +100 mbar] | DRUCK | PTX 510 | 2749892 | SALAUN Loïc | EPE / Armoire A-ATEX-01 | [5 empty] | MAG | No | CMAG0103_Pressure sensor | [13/07/2021] [Optimu] [Calibration] [13/07/2021] [Optimu] [Calibration] [16/07/2019] [Optimu] [Calibration] [03/06/2019] [Optimu] [Calibration] [22/05/2017] [Optimu] [Calibration] | Conforme |  | 744 | Active | Normal operation | Conform | 1 - Product quality and specific measurement equipment | false | Pressure sensor [0 +100 mbar] | Pressure sensor [0 +100 mbar] | Pressure sensor [0 +100 mbar] | Pressure sensor [0 +100 mbar] | SALAUN Loïc | No | CES
135 | CMAG0109 | Couple | LABORATOIRE DEVELOPPEMENT / COM / A-COM-01 | 40/200 Nm | ±4 %RV | 27/07/2021 11:28 | 27/07/2023 11:28 | Torque wrench | Torque wrench [+40 +200 Nm] | Sam | DYKK200(200N.m) | 221933 | GRIMEAU Rémi | COM / Armoire A-COM-01 | [5 empty] | MAG | No | CMAG0109_Torque wrench | [27/07/2021] [Optimu] [Calibration] [23/07/2019] [Optimu] [Calibration] [04/07/2017] [Optimu] [Calibration] [08/04/2015] [Optimu] [Calibration] | Conforme |  | 744 | Active | Normal operation | Conform | 1 - Product quality and specific measurement equipment | false | Torque wrench [+40 +200 Nm] | Torque wrench [+40 +200 Nm] | Torque wrench [+40 +200 Nm] | Torque wrench [+40 +200 Nm] | GRIMEAU Rémi | No | CES
136 | CMAG0155 | Pression | LABORATOIRE DEVELOPPEMENT / EPE / A-ATEX-01 | 0/100 mbar | ±0,5 mbar | 13/07/2021 11:30 | 13/07/2023 11:30 | Pressure sensor | Pressure sensor [0 +100 mbar] | Druck | PTX510 | 2749889 | SALAUN Loïc | EPE / Armoire A-ATEX-01 | [5 empty] | MAG | No | CMAG0155_Pressure sensor | [13/07/2021] [Optimu] [Calibration] [30/07/2019] [Optimu] [Calibration] [15/05/2019] [Optimu] [Calibration] [22/05/2017] [Optimu] [Calibration] [23/03/2015] [Optimu] [Calibration] | Conforme |  | 744 | Active | Normal operation | Conform | 1 - Product quality and specific measurement equipment | false | Pressure sensor [0 +100 mbar] | Pressure sensor [0 +100 mbar] | Pressure sensor [0 +100 mbar] | Pressure sensor [0 +100 mbar] | SALAUN Loïc | No | CES
137 | CMAG0185 | Pression | LABORATOIRE DEVELOPPEMENT / EPE / A-ATEX-01 | 0/250 mbar | ±1 mbar | 20/07/2021 13:36 | 20/07/2023 13:36 | Pressure sensor | Pressure sensor [0 +250 mbar] | KELLER | PAA-23/8465.1 |  | SALAUN Loïc | EPE / Armoire A-ATEX-01 | [5 empty] | MAG | No | CMAG0185_Pressure sensor | [20/07/2021] [Optimu] [Calibration] [25/07/2019] [Optimu] [Calibration] [25/07/2019] [Optimu] [Calibration] [23/05/2017] [Optimu] [Calibration] [10/02/2015] [Optimu] [Calibration] | Conforme |  | 744 | Active | Normal operation | Conform | 1 - Product quality and specific measurement equipment | false | Pressure sensor [0 +250 mbar] | Pressure sensor [0 +250 mbar] | Pressure sensor [0 +250 mbar] | Pressure sensor [0 +250 mbar] | SALAUN Loïc | No | CES
138 | CMAG0187 | Pression | LABORATOIRE DEVELOPPEMENT / EPE / A-ATEX-01 | 0/100 mbar | ±0,5 mbar | 13/07/2021 13:58 | 13/07/2023 13:58 | Pressure sensor | Pressure sensor [0 +100 mbar] | DRUCK | PTX 510 | 2749895 | SALAUN Loïc | EPE / Armoire A-ATEX-01 | [5 empty] | MAG | No | CMAG0187_Pressure sensor | [13/07/2021] [Optimu] [Calibration] [30/07/2019] [Optimu] [Calibration] [21/05/2019] [Optimu] [Calibration] [22/05/2017] [Optimu] [Calibration] [09/02/2015] [Optimu] [Calibration] | Conforme |  | 744 | Active | Normal operation | Conform | 1 - Product quality and specific measurement equipment | false | Pressure sensor [0 +100 mbar] | Pressure sensor [0 +100 mbar] | Pressure sensor [0 +100 mbar] | Pressure sensor [0 +100 mbar] | SALAUN Loïc | No | CES
139 | CMAG0188 | Pression | LABORATOIRE DEVELOPPEMENT / EPE / A-ATEX-01 | -100/+200 mbar | ±1 mbar | 15/07/2021 08:26 | 15/07/2023 08:26 | Pressure sensor | Pressure sensor [-100 +200 mbar] | DRUCK | PTX 510-I-1176 | 2699201 | SALAUN Loïc | EPE / Armoire A-ATEX-01 | [5 empty] | MAG | No | CMAG0188_Pressure sensor | [15/07/2021] [Optimu] [Calibration] [18/07/2019] [Optimu] [Calibration] [20/05/2019] [Optimu] [Calibration] [22/05/2017] [Optimu] [Calibration] [23/03/2015] [Optimu] [Calibration] | Conforme |  | 744 | Active | Normal operation | Conform | 1 - Product quality and specific measurement equipment | false | Pressure sensor [-100 +200 mbar] | Pressure sensor [-100 +200 mbar] | Pressure sensor [-100 +200 mbar] | Pressure sensor [-100 +200 mbar] | SALAUN Loïc | No | CES
140 | CMAG0190 | Pression | LABORATOIRE DEVELOPPEMENT / EPE / A-ATEX-01 | 0/100 mbar | ±1 mbar | 13/07/2021 14:48 | 13/07/2023 14:48 | Pressure sensor | Pressure sensor [0 +100 mbar] | DRUCK | PTX 510 | 2439832 | SALAUN Loïc | EPE / Armoire A-ATEX-01 | [5 empty] | MAG | No | CMAG0190_Pressure sensor | [13/07/2021] [Optimu] [Calibration] [30/07/2019] [Optimu] [Calibration] [21/05/2019] [Optimu] [Calibration] [22/05/2017] [Optimu] [Calibration] [23/03/2015] [Optimu] [Calibration] | Conforme |  | 744 | Active | Normal operation | Conform | 1 - Product quality and specific measurement equipment | false | Pressure sensor [0 +100 mbar] | Pressure sensor [0 +100 mbar] | Pressure sensor [0 +100 mbar] | Pressure sensor [0 +100 mbar] | SALAUN Loïc | No | CES
141 | CMAG0219 | Pression | LABORATOIRE DEVELOPPEMENT / EPE / A-ATEX-01 | 0/+70 mbar | ±0,5 mbar | 13/07/2021 11:02 | 13/07/2023 11:02 | Pressure gauge | Pressure sensor [0 +70 mbar] | DRUCK | DPI 705 | 70525697 | SALAUN Loïc | EPE / Armoire A-ATEX-01 | [5 empty] | MAG | No | CMAG0219_Pressure gauge | [13/07/2021] [Optimu] [Calibration] [04/07/2019] [Optimu] [Calibration] [03/07/2017] [Optimu] [Calibration] [26/04/2016] [Optimu] [Calibration] | Conforme |  | 744 | Active | Normal operation | Conform | 1 - Product quality and specific measurement equipment | false | Pressure sensor [0 +70 mbar] | Pressure sensor [0 +70 mbar] | Pressure sensor [0 +70 mbar] | Pressure sensor [0 +70 mbar] | SALAUN Loïc | No | CES
142 | CMAG0243 | Pression | LABORATOIRE DEVELOPPEMENT / EPE / A-ATEX-01 | 0/100 mbar | ±0,5 mbar | 06/09/2021 10:49 | 06/09/2023 10:49 | Pressure sensor | Pressure sensor [0 +100 mbar] |  |  | 463806 | SALAUN Loïc | EPE / Armoire A-ATEX-01 | [5 empty] | MAG | No | CMAG0243_Pressure sensor | [06/09/2021] [Optimu] [Calibration] [05/12/2019] [Optimu] [Calibration] [05/12/2019] [Optimu] [Calibration] [22/09/2015] [Optimu] [Calibration] | Conforme |  | 744 | Active | Normal operation | Conform | 1 - Product quality and specific measurement equipment | false | Pressure sensor [0 +100 mbar] | Pressure sensor [0 +100 mbar] | Pressure sensor [0 +100 mbar] | Pressure sensor [0 +100 mbar] | SALAUN Loïc | No | CES
143 | CMAG0261 | Pression | LABORATOIRE DEVELOPPEMENT / EPE / A-ATEX-01 | 0/10 bar | ±20 mbar | 23/07/2021 11:37 | 23/07/2023 11:37 | Pressure sensor | Pressure sensor [0 +10 bar] | Druck | PTX 5072 | 10131387 | SALAUN Loïc | EPE / Armoire A-ATEX-01 | [5 empty] | MAG | No | CMAG0261_Pressure sensor | [23/07/2021] [Optimu] [Calibration] [20/08/2019] [Optimu] [Calibration] [14/09/2017] [Optimu] [Calibration] [13/09/2017] [Optimu] [Calibration] [08/09/2015] [Optimu] [Calibration] | Conforme |  | 744 | Active | Normal operation | Conform | 1 - Product quality and specific measurement equipment | false | Pressure sensor [0 +10 bar] | Pressure sensor [0 +10 bar] | Pressure sensor [0 +10 bar] | Pressure sensor [0 +10 bar] | SALAUN Loïc | No | CES
144 | CMAG0270 | Pression | LABORATOIRE DEVELOPPEMENT / EPE / A-ATEX-01 | -100/+200 mbar | ±1 mbar | 06/09/2021 10:24 | 06/09/2023 10:24 | Pressure sensor | Pressure sensor [-100 +200 mbar] | DRUCK | PTX 7517-1 | 2135330 | SALAUN Loïc | EPE / Armoire A-ATEX-01 | [5 empty] | MAG | No | CMAG0270_Pressure sensor | [06/09/2021] [Optimu] [Calibration] [20/08/2019] [Optimu] [Calibration] [14/09/2017] [Optimu] [Calibration] [14/09/2017] [Optimu] [Calibration] [02/10/2015] [Optimu] [Calibration] | Conforme |  | 744 | Active | Normal operation | Conform | 1 - Product quality and specific measurement equipment | false | Pressure sensor [-100 +200 mbar] | Pressure sensor [-100 +200 mbar] | Pressure sensor [-100 +200 mbar] | Pressure sensor [-100 +200 mbar] | SALAUN Loïc | No | CES
145 | CMAG0271 | Pression | LABORATOIRE DEVELOPPEMENT / EPE / A-ATEX-01 | -100/+100 mbar | ±1 mbar | 13/07/2021 00:00 | 13/07/2023 00:00 | Pressure sensor | Pressure sensor [-100 +100 mbar] | DRUCK | PTX 7517-1 | 2365420/2006 | SALAUN Loïc | EPE / Armoire A-ATEX-01 | [5 empty] | MAG | No | CMAG0271_Pressure sensor | [13/07/2021] [Optimu] [Calibration] [11/07/2019] [Optimu] [Calibration] [03/07/2017] [Optimu] [Calibration] [28/04/2016] [Optimu] [Calibration] | Conforme |  | 744 | Active | Normal operation | Conform | 1 - Product quality and specific measurement equipment | false | Pressure sensor [-100 +100 mbar] | Pressure sensor [-100 +100 mbar] | Pressure sensor [-100 +100 mbar] | Pressure sensor [-100 +100 mbar] | SALAUN Loïc | No | CES
146 | CMAG0282 | Pression | LABORATOIRE DEVELOPPEMENT / EPE / A-ATEX-02 | 0/2,5 bar | ±50 mbar | 07/09/2021 10:44 | 07/09/2023 10:44 | Pressure gauge | Pressure gauge [0 +2,5 bar] | VDO |  |  | SALAUN Loïc | EPE / Armoire A-ATEX-02 | [5 empty] | MAG | No | CMAG0282_Pressure gauge | [07/09/2021] [Optimu] [Calibration] [16/12/2019] [Optimu] [Calibration] [15/03/2018] [Optimu] [Calibration] [19/04/2016] [Optimu] [Calibration] | Conforme |  | 744 | Active | Normal operation | Conform | 1 - Product quality and specific measurement equipment | false | Pressure gauge [0 +2,5 bar] | Pressure gauge [0 +2,5 bar] | Pressure gauge [0 +2,5 bar] | Pressure gauge [0 +2,5 bar] | SALAUN Loïc | No | CES
147 | CMAG0285 | Pression | LABORATOIRE DEVELOPPEMENT / EPE / A-ATEX-01 | 0/197 mbar | ±1 mbar | 19/07/2021 09:37 | 19/07/2023 09:37 | Digital Manometer | Pressure sensor [0 +200 mbar] | AOIP | HM28DOE20000 | 799803 | SALAUN Loïc | EPE / Armoire A-ATEX-01 | [5 empty] | MAG | No | CMAG0285_Digital Manometer | [19/07/2021] [Optimu] [Calibration] [25/07/2019] [Optimu] [Calibration] [25/07/2019] [Optimu] [Calibration] [23/05/2017] [Optimu] [Calibration] [28/04/2016] [Optimu] [Calibration] | Conforme |  | 744 | Active | Normal operation | Conform | 1 - Product quality and specific measurement equipment | false | Pressure sensor [0 +200 mbar] | Pressure sensor [0 +200 mbar] | Pressure sensor [0 +200 mbar] | Pressure sensor [0 +200 mbar] | SALAUN Loïc | No | CES
148 | CMAG0302 | Pression | LABORATOIRE DEVELOPPEMENT / EPE / A-ATEX-02 | -1/+3 bar | ±30 mbar | 23/07/2021 08:25 | 23/07/2023 08:25 | Pressure gauge | Pressure gauge [-1 +3 bar] | CITEC | LEO1-879104 | 50906 | SALAUN Loïc | EPE / Armoire A-ATEX-02 | [5 empty] | MAG | No | CMAG0302_Pressure gauge | [23/07/2021] [Optimu] [Calibration] [22/08/2019] [Optimu] [Calibration] [21/08/2019] [Optimu] [Calibration] [13/09/2017] [Optimu] [Calibration] [13/09/2017] [Optimu] [Calibration] [09/11/2015] [Optimu] [Calibration] | Conforme |  | 744 | Active | Normal operation | Conform | 1 - Product quality and specific measurement equipment | false | Pressure gauge [-1 +3 bar] | Pressure gauge [-1 +3 bar] | Pressure gauge [-1 +3 bar] | Pressure gauge [-1 +3 bar] | SALAUN Loïc | No | CES
149 | CMAG0303 | Pression | LABORATOIRE DEVELOPPEMENT / EPE / A-ATEX-02 | -1/+3 bar | ±30 mbar | 23/07/2021 09:06 | 23/07/2023 09:06 | Pressure gauge | Pressure gauge [-1 +3 bar] | CITEC | LEO1-879104 | 50922 | SALAUN Loïc | EPE / Armoire A-ATEX-02 | [5 empty] | MAG | No | CMAG0303_Pressure gauge | [23/07/2021] [Optimu] [Calibration] [22/08/2019] [Optimu] [Calibration] [21/08/2019] [Optimu] [Calibration] [13/09/2017] [Optimu] [Calibration] [13/09/2017] [Optimu] [Calibration] [23/11/2015] [Optimu] [Calibration] | Conforme |  | 744 | Active | Normal operation | Conform | 1 - Product quality and specific measurement equipment | false | Pressure gauge [-1 +3 bar] | Pressure gauge [-1 +3 bar] | Pressure gauge [-1 +3 bar] | Pressure gauge [-1 +3 bar] | SALAUN Loïc | No | CES
150 | CMAG0306 | Electricité | LABORATOIRE DEVELOPPEMENT / COM / A-COM-02 | --40/+100°C; 0/20mV; 0/50mV; 0/100mV; 0/200mV; 0/500mV; 0/1V; 0/2V; 0/5V; 0/10V; 1/5V; 4/20mA | ±1 °C; ±0,1 %FS; ±0,4 %RV | 05/07/2022 00:00 | 05/07/2023 00:00 | X channel data logger | Acquisition module | Graphtec | GL220 |  | MERCIER Maxime | COM / Armoire A-COM-02 | [5 empty] | MAG | No | CMAG0306_X channel data logger | [05/07/2022] [Optimu] [Calibration] [05/07/2022] [Optimu] [Calibration] [30/03/2021] [Optimu] [Calibration] [30/03/2021] [Optimu] [Calibration] [16/03/2020] [Optimu] [Calibration] [16/03/2020] [Optimu] [Calibration] [06/02/2019] [Optimu] [Calibration] [06/02/2019] [Optimu] [Calibration] [31/01/2019] [Optimu] [Calibration] [31/01/2019] [Optimu] [Calibration] [18/01/2018] [Optimu] [Calibration] [09/01/2017] [Optimu] [Calibration] | Conforme |  | 372 | Active | Normal operation | Conform | 1 - Product quality and specific measurement equipment | false | Acquisition module | Acquisition module | Acquisition module | Acquisition module | MERCIER Maxime | No | CES
151 | CMAG0307 | Electricité | LABORATOIRE DEVELOPPEMENT / EPE / A-ATEX-02 | -40/+100°C; 0/20mV; 0/50mV; 0/100mV; 0/200mV; 0/500mV; 0/1V; 0/2V; 0/5V; 0/10V; 1/5V; 4/20mA | ±1 °C; ±0,1 %FS; ±0,4 %RV | 05/07/2022 00:00 | 05/07/2023 00:00 | X channel data logger | Acquisition module | Graphtec | GL220 |  | SALAUN Loïc | EPE / Armoire A-ATEX-02 | [5 empty] | MAG | No | CMAG0307_X channel data logger | [05/07/2022] [Optimu] [Calibration] [05/07/2022] [Optimu] [Calibration] [27/04/2022] [Optimu] [Calibration] [27/04/2022] [Optimu] [Calibration] [09/12/2020] [Optimu] [Calibration] [09/12/2020] [Optimu] [Calibration] [11/12/2019] [Optimu] [Calibration] [11/12/2019] [Optimu] [Calibration] [19/12/2018] [Optimu] [Calibration] [19/12/2018] [Optimu] [Calibration] [19/12/2018] [Optimu] [Calibration] [27/11/2018] [Optimu] [Calibration] [27/11/2018] [Optimu] [Calibration] [27/11/2018] [Optimu] [Calibration] [17/11/2017] [Optimu] [Calibration] [14/11/2016] [Optimu] [Calibration] | Conforme |  | 372 | Active | Normal operation | Conform | 1 - Product quality and specific measurement equipment | false | Acquisition module | Acquisition module | Acquisition module | Acquisition module | SALAUN Loïc | No | CES
152 | CMAG0450 | Température | LABORATOIRE DEVELOPPEMENT / EPE / A-ATEX-02 | -40/+100 °C | ±2 °C | 05/07/2021 15:57 | 05/07/2023 15:57 | Thermocouple | Thermocouple [K] | Rössel | K |  | SALAUN Loïc | EPE / Armoire A-ATEX-02 | [5 empty] | MAG | No | CMAG0450_Thermocouple | [05/07/2021] [Optimu] [Calibration] [16/04/2019] [Optimu] [Calibration] [18/11/2016] [Optimu] [Calibration] [18/11/2016] [Optimu] [Calibration] | Conforme |  | 744 | Active | Normal operation | Conform | 1 - Product quality and specific measurement equipment | false | Thermocouple [K] | Thermocouple [K] | Thermocouple [K] | Thermocouple [K] | SALAUN Loïc | No | CES
153 | CMAG0457 | Couple | LABORATOIRE DEVELOPPEMENT / MET / A-MET-01 | 20/100 Nm | ±4 % | 27/07/2021 09:53 | 27/07/2023 09:53 | Torque wrench | Torque wrench [20 100 Nm] | FACOM | S.305DA | A070422 | GRIMEAU Rémi | MET / Armoire A-MET-01 | [5 empty] | MAG | No | CMAG0457_Torque wrench | [27/07/2021] [Optimu] [Calibration] [18/07/2019] [Optimu] [Calibration] [09/05/2017] [Optimu] [Calibration] | Conforme |  | 744 | Active | Normal operation | Conform | 1 - Product quality and specific measurement equipment | false | Torque wrench [20 100 Nm] | Torque wrench [20 100 Nm] | Torque wrench [20 100 Nm] | Torque wrench [20 100 Nm] | GRIMEAU Rémi | No | CES
154 | CMAG0486 | Débit | LABORATOIRE DEVELOPPEMENT / EPE / MAG-001 (Banc perte de charge mobile) | 0/6 ln/min | ±1% FS | 01/09/2021 00:00 | 01/09/2023 00:00 | Flowmeter [MAG-001] | Gas flowmeter air | Vögtlin | GCM-B9SA-BN00 | 303523 | SALAUN Loïc | EPE / MAG-001 | [5 empty] | MAG | No | CMAG0486_Flowmeter [MAG-001] | [01/09/2021] [Optimu] [Calibration] [18/08/2019] [Optimu] [Calibration] [11/04/2017] [Optimu] [Calibration] | Conforme |  | 744 | Active | Normal operation | Conform | 1 - Product quality and specific measurement equipment | false | Gas flowmeter air | Gas flowmeter air | Gas flowmeter air | Gas flowmeter air | SALAUN Loïc | No | CES
155 | CMAG0487 | Pression | LABORATOIRE DEVELOPPEMENT / EPE / A-ATEX-01 | -1/+3 bar | ±1 %RV | 20/07/2021 11:24 | 20/07/2023 11:24 | Pressure gauge | Pressure gauge [-1 +3 bar] | SIKA | EN 837-1 | 151701551 | SALAUN Loïc | EPE / Armoire A-ATEX-01 | [5 empty] | MAG | No | CMAG0487_Pressure gauge | [20/07/2021] [Optimu] [Calibration] [08/07/2019] [Optimu] [Calibration] [17/08/2017] [Optimu] [Calibration] | Conforme |  | 744 | Active | Normal operation | Conform | 1 - Product quality and specific measurement equipment | false | Pressure gauge [-1 +3 bar] | Pressure gauge [-1 +3 bar] | Pressure gauge [-1 +3 bar] | Pressure gauge [-1 +3 bar] | SALAUN Loïc | No | CES
156 | CMAG0488 | Pression | LABORATOIRE DEVELOPPEMENT / EPE / A-ATEX-01 | -1/+3 bar | ±1 %RV | 20/07/2021 11:12 | 20/07/2023 11:12 | Pressure gauge | Pressure gauge [-1 +3 bar] | SIKA | EN 837-1 | 170303002 | SALAUN Loïc | EPE / Armoire A-ATEX-01 | [5 empty] | MAG | No | CMAG0488_Pressure gauge | [20/07/2021] [Optimu] [Calibration] [10/07/2019] [Optimu] [Calibration] [17/08/2017] [Optimu] [Calibration] | Conforme |  | 744 | Active | Normal operation | Conform | 1 - Product quality and specific measurement equipment | false | Pressure gauge [-1 +3 bar] | Pressure gauge [-1 +3 bar] | Pressure gauge [-1 +3 bar] | Pressure gauge [-1 +3 bar] | SALAUN Loïc | No | CES
157 | CMAG0490 | Pression | LABORATOIRE DEVELOPPEMENT / EPE / A-ATEX-01 | 0/10 bar | ±1 %RV | 20/07/2021 13:24 | 20/07/2023 13:24 | Pressure gauge | Pressure gauge [0 +10 bar] | SIKA | EN 837-1 | 172601050 | SALAUN Loïc | EPE / Armoire A-ATEX-01 | [5 empty] | MAG | No | CMAG0490_Pressure gauge | [20/07/2021] [Optimu] [Calibration] [10/07/2019] [Optimu] [Calibration] [27/07/2017] [Optimu] [Calibration] | Conforme |  | 744 | Active | Normal operation | Conform | 1 - Product quality and specific measurement equipment | false | Pressure gauge [0 +10 bar] | Pressure gauge [0 +10 bar] | Pressure gauge [0 +10 bar] | Pressure gauge [0 +10 bar] | SALAUN Loïc | No | CES
158 | CMAG0601 | Dimensionnel | LABORATOIRE DEVELOPPEMENT / MAG / Armoire | 0/200 mm | ±0,01 mm | 15/09/2021 08:40 | 15/09/2023 08:40 | Depth gauge | Caliper [0 200 mm] |  |  |  | MERCIER Maxime | MOY / Roulante R-MOY-01 | [5 empty] | MAG | No | CMAG0601_Depth gauge | [15/09/2021] [Optimu] [Calibration] [25/09/2019] [Optimu] [Calibration] | Conforme |  | 744 | Active | Normal operation | Conform | 1 - Product quality and specific measurement equipment | false | Caliper [0 200 mm] | Caliper [0 200 mm] | Caliper [0 200 mm] | Caliper [0 200 mm] | MERCIER Maxime | No | CES
159 | CMET0013 | Débit | LABORATOIRE DEVELOPPEMENT / MET / Mur Ouest | 0/120 L | ±1 %RV | 17/09/2020 11:38 | 17/09/2023 11:38 | Volumeter | Volumeter [Water] | Cogétil |  | FOC40726A | GRIMEAU Rémi | MET / Mur Ouest | [5 empty] | MET | No | CMET0013_Volumeter | [17/09/2020] [Optimu] [Calibration] [19/09/2018] [Optimu] [Calibration] [21/09/2016] [Optimu] [Calibration] | Conforme |  | 1116 | Active | Normal operation | Conform | 1 - Product quality and specific measurement equipment | false | Volumeter [Water] | Volumeter [Water] | Volumeter [Water] | Volumeter [Water] | GRIMEAU Rémi | No | CES
160 | CMET0015 | Pression | LABORATOIRE DEVELOPPEMENT / MET / Armoire | 0/600 mbar | ±6 mbar | 23/07/2021 13:42 | 23/07/2023 13:42 | Pressure gauge | Pressure gauge [0 +600 mbar] | SIKA | 0/0,6 bar | 125001485 | GRIMEAU Rémi | MET / Armoire A-MET-02 | [5 empty] | MET | No | CMET0015_Pressure gauge | [23/07/2021] [Optimu] [Calibration] [21/08/2019] [Optimu] [Calibration] [13/09/2017] [Optimu] [Calibration] [13/09/2017] [Optimu] [Calibration] [22/09/2015] [Optimu] [Calibration] | Conforme |  | 744 | Active | Normal operation | Conform | 1 - Product quality and specific measurement equipment | false | Pressure gauge [0 +600 mbar] | Pressure gauge [0 +600 mbar] | Pressure gauge [0 +600 mbar] | Pressure gauge [0 +600 mbar] | GRIMEAU Rémi | No | CES
161 | CMET0019 | Débit | LABORATOIRE DEVELOPPEMENT / MET / Mur Est | 0/120 L | ±1 %RV | 16/09/2020 09:54 | 16/09/2023 09:54 | Volumeter [MET-019] | Volumeter [Water] |  |  | 04CA029439 | GRIMEAU Rémi | MET-019 / Mur Est (Station Glycol) | [5 empty] | MET | No | CMET0019_Volumeter [MET-019] | [16/09/2020] [Optimu] [Calibration] [19/09/2018] [Optimu] [Calibration] [22/11/2016] [Optimu] [Calibration] | Conforme |  | 1116 | Active | Normal operation | Conform | 1 - Product quality and specific measurement equipment | false | Volumeter [Water] | Volumeter [Water] | Volumeter [Water] | Volumeter [Water] | GRIMEAU Rémi | No | CES
162 | CMET0020 | Débit | LABORATOIRE DEVELOPPEMENT / MET / Station Glycol | 0/120 L | ±1 %RV | 17/09/2020 11:27 | 17/09/2023 11:27 | Volumeter [MET-019] | Volumeter [Glycol] | BAMO |  |  | GRIMEAU Rémi | MET-019 (Station Glycol) | [5 empty] | MET | No | CMET0020_Volumeter [MET-019] | [17/09/2020] [Optimu] [Calibration] [19/09/2018] [Optimu] [Calibration] [22/11/2016] [Optimu] [Calibration] | Conforme |  | 1116 | Active | Normal operation | Conform | 1 - Product quality and specific measurement equipment | false | Volumeter [Glycol] | Volumeter [Glycol] | Volumeter [Glycol] | Volumeter [Glycol] | GRIMEAU Rémi | No | CES
163 | CMET0028 | Force | LABORATOIRE DEVELOPPEMENT / MET / Pendule choc | 30 J | ±0,5 J | 26/06/2015 00:00 | 26/06/2023 00:00 | Pyramidal impactor [MET-017] | Pendulum Impact | PCMI |  | 357A0001 | GRIMEAU Rémi | MET / MET-017 (Pendule choc) | [5 empty] | MET | Yes | CMET0028_Pyramidal impactor [MET-017] | [26/06/2015] [Optimu] [Calibration] | Conforme |  | 2976 | Active | Normal operation | Out of date | 1 - Product quality and specific measurement equipment | false | Pendulum Impact | Pendulum Impact | Pendulum Impact | Pendulum Impact | GRIMEAU Rémi | No | CES
164 | CMET0032 | Température | LABORATOIRE DEVELOPPEMENT / MET / Armoire | -40/+100 °C | ±2 °C | 01/09/2021 14:11 | 01/09/2023 14:11 | Thermocouple | Thermocouple [K] | ROSSEL | K |  | GRIMEAU Rémi | NVH / Armoire A-MET-02 | [5 empty] | MET | No | CMET0032_Thermocouple | [01/09/2021] [Optimu] [Calibration] [23/09/2019] [Optimu] [Calibration] [16/08/2016] [Optimu] [Calibration] | Conforme |  | 744 | Active | Normal operation | Conform | 1 - Product quality and specific measurement equipment | false | Thermocouple [K] | Thermocouple [K] | Thermocouple [K] | Thermocouple [K] | GRIMEAU Rémi | No | CES
165 | CMET0036 | Pression | LABORATOIRE DEVELOPPEMENT / MET / Armoire | -1/+3 bar | ±30 mbar | 23/07/2021 09:24 | 23/07/2023 09:24 | Pressure gauge | Pressure gauge [-1 +3 bar] | CITEC | LEO1 | 50907 | GRIMEAU Rémi | NVH / Armoire A-MET-02 | [5 empty] | MET | No | CMET0036_Pressure gauge | [23/07/2021] [Optimu] [Calibration] [22/08/2019] [Optimu] [Calibration] [22/08/2019] [Optimu] [Calibration] [22/08/2019] [Optimu] [Calibration] [22/08/2019] [Optimu] [Calibration] [13/09/2017] [Optimu] [Calibration] [13/09/2017] [Optimu] [Calibration] [09/11/2015] [Optimu] [Calibration] | Conforme |  | 744 | Active | Normal operation | Conform | 1 - Product quality and specific measurement equipment | false | Pressure gauge [-1 +3 bar] | Pressure gauge [-1 +3 bar] | Pressure gauge [-1 +3 bar] | Pressure gauge [-1 +3 bar] | GRIMEAU Rémi | No | CES
166 | CMET0096 | Force | LABORATOIRE DEVELOPPEMENT / MET / R. GRIMEAU | 0 / 5000 N | ±0,5% FS | 08/09/2021 16:10 | 08/09/2023 16:10 | Dynamometer | Dynamometer [0 5kN] | Ametek | DFS II | U12785 | GRIMEAU Rémi | NVH / Armoire A-MET-01 | [5 empty] | MET | No | CMET0096_Dynamometer | [08/09/2021] [Optimu] [Calibration] [08/09/2021] [Optimu] [Calibration] | Conforme |  | 744 | Active | Normal operation | Conform | 1 - Product quality and specific measurement equipment | false | Dynamometer [0 5kN] | Dynamometer [0 5kN] | Dynamometer [0 5kN] | Dynamometer [0 5kN] | GRIMEAU Rémi | No | CES
167 | CNVH0012 | Accélérométrie | LABORATOIRE DEVELOPPEMENT / NVH / Armoire | ± 50 g; 0,5 - 10 000Hz | 100mV/g ±10 %; <5 %RV | 02/09/2022 00:00 | 02/09/2023 00:00 | Mono axis accelerometer | Accelerometer | PCB PIEZOTRONICS | M352C65 | 33007 | MERCIER Maxime | NVH / Armoire A-NVH-01 | [5 empty] | NVH | No | CNVH0012_Mono axis accelerometer | [02/09/2022] [Optimu] [Calibration] [02/09/2022] [Optimu] [Calibration] [12/08/2020] [Optimu] [Calibration] [12/08/2020] [Optimu] [Calibration] [14/05/2018] [Optimu] [Calibration] [14/05/2018] [Optimu] [Calibration] [03/12/2015] [Optimu] [Calibration] | Conforme |  | 372 | Active | Normal operation | Conform | 1 - Product quality and specific measurement equipment | false | Accelerometer | Accelerometer | Accelerometer | Accelerometer | MERCIER Maxime | No | CES
168 | CQUA0021 | Dimensionnel | METROLOGIE / QUA / Armoire | 0 / 200 mm | ± 0,060 mm | 24/08/2021 00:00 | 24/08/2023 00:00 | Caliper | Caliper [0 200 mm] | Mitutoyo |  |  | PIERRE Eric | Armoire N3 | [5 empty] | QUA | No | CQUA0021_Caliper | [24/08/2021] [Optimu] [Calibration] [15/07/2019] [Optimu] [Calibration] [12/06/2017] [Optimu] [Calibration] [16/05/2016] [Optimu] [Calibration] | Conforme |  | 744 | Active | Normal operation | Conform | 1 - Product quality and specific measurement equipment | false | Caliper [0 200 mm] | Caliper [0 200 mm] | Caliper [0 200 mm] | Caliper [0 200 mm] | PIERRE Eric | No | CES
169 | CQUA0024 | Dimensionnel | METROLOGIE / QUA / B. Baudoux | 0 / 200 mm | ± 0,060 mm | 24/08/2021 00:00 | 24/08/2023 00:00 | Caliper | Caliper [0 200 mm] | Mitutoyo |  |  | PIERRE Eric | Mobile | [5 empty] | QUA | No | CQUA0024_Caliper | [24/08/2021] [Optimu] [Calibration] [12/06/2017] [Optimu] [Calibration] [06/04/2016] [Optimu] [Calibration] | Conforme |  | 744 | Active | Normal operation | Conform | 1 - Product quality and specific measurement equipment | false | Caliper [0 200 mm] | Caliper [0 200 mm] | Caliper [0 200 mm] | Caliper [0 200 mm] | PIERRE Eric | No | CES
170 | CQUA0030 | Dimensionnel | METROLOGIE / QUA / V. Lopata | 0 / 200 mm | ± 0,060 mm | 24/08/2021 00:00 | 24/08/2023 00:00 | Caliper | Caliper [0 200 mm] | Mitutoyo |  | 1308449 | PIERRE Eric | Armoire N3 | [5 empty] | QUA | No | CQUA0030_Caliper | [24/08/2021] [Optimu] [Calibration] [14/03/2019] [Optimu] [Calibration] [03/01/2017] [Optimu] [Calibration] | Conforme |  | 744 | Active | Normal operation | Conform | 1 - Product quality and specific measurement equipment | false | Caliper [0 200 mm] | Caliper [0 200 mm] | Caliper [0 200 mm] | Caliper [0 200 mm] | PIERRE Eric | No | CES
171 | CQUA0057 | Dimensionnel | METROLOGIE / QUA / Armoire | 0/+10 mm | Respect de la norme détalonnage | 24/08/2021 00:00 | 24/08/2023 00:00 | Thickness gauge | Thickness gauge |  |  |  | PIERRE Eric | Armoire N3 | [5 empty] | QUA | No | CQUA0057_Thickness gauge | [24/08/2021] [Optimu] [Calibration] [25/07/2019] [Optimu] [Calibration] [13/06/2017] [Optimu] [Calibration] [13/05/2016] [Optimu] [Calibration] | Conforme |  | 744 | Active | Normal operation | Conform | 1 - Product quality and specific measurement equipment | false | Thickness gauge | Thickness gauge | Thickness gauge | Thickness gauge | PIERRE Eric | No | CES
172 | CQUA0068 | Dimensionnel | METROLOGIE / QUA / O. Castel | 0/+20 mm | ± 0,1 mm | 24/08/2021 14:06 | 24/08/2023 14:06 | Thickness gauge | Thickness gauge |  |  |  | PIERRE Eric | Armoire N3 | [5 empty] | QUA | No | CQUA0068_Thickness gauge | [24/08/2021] [Optimu] [Calibration] [25/07/2019] [Optimu] [Calibration] [13/06/2017] [Optimu] [Calibration] | Conforme |  | 744 | Active | Normal operation | Conform | 1 - Product quality and specific measurement equipment | false | Thickness gauge | Thickness gauge | Thickness gauge | Thickness gauge | PIERRE Eric | No | CES
173 | CQUA0098 | Dimensionnel | METROLOGIE / QUA / M. Pereira | 0/+300 mm | Respect de la norme détalonnage | 15/09/2021 08:56 | 15/09/2023 08:56 | Dial Indicator Depth Gauges | Gauge |  |  |  | PIERRE Eric | Armoire N3 | [5 empty] | QUA | No | CQUA0098_Dial Indicator Depth Gauges | [15/09/2021] [Optimu] [Calibration] [23/10/2019] [Optimu] [Calibration] [13/06/2017] [Optimu] [Calibration] [05/04/2016] [Optimu] [Calibration] | Conforme |  | 744 | Active | Normal operation | Conform | 1 - Product quality and specific measurement equipment | false | Gauge | Gauge | Gauge | Gauge | PIERRE Eric | No | CES
174 | CQUA0123 | Dimensionnel | METROLOGIE / QUA / LE SERVICE | 7 Axes | Respect de la norme détalonnage | 12/07/2022 00:00 | 12/07/2023 00:00 | Amr_ROMER | 3D Measurement Arm | ROMER |  | 75 35 SE-1873-FA | PIERRE Eric | Labo Metrologie | [5 empty] | QUA | No | CQUA0123_Amr_ROMER | [12/07/2022] [Optimu] [Calibration] [12/07/2022] [Optimu] [Calibration] [12/07/2022] [Optimu] [Calibration] [12/07/2022] [Optimu] [Calibration] [10/06/2021] [Optimu] [Calibration] [17/06/2020] [Optimu] [Calibration] [17/06/2020] [Optimu] [Calibration] [26/03/2019] [Optimu] [Calibration] [26/03/2019] [Optimu] [Calibration] [26/03/2019] [Optimu] [Calibration] [12/02/2018] [Optimu] [Calibration] [12/02/2018] [Optimu] [Calibration] [07/02/2017] [Optimu] [Calibration] | Conforme |  | 372 | Active | Normal operation | Conform | 1 - Product quality and specific measurement equipment | false | 3D Measurement Arm | 3D Measurement Arm | 3D Measurement Arm | 3D Measurement Arm | PIERRE Eric | No | CES
175 | CQUA0126 | Dimensionnel | METROLOGIE / QUA / LE SERVICE | According Manufacturer SpecTo be defined | According Manufacturer SpecTo be defined | 12/07/2022 00:00 | 12/07/2023 00:00 | Scanner Controller | Mesure 3D | HEXAGON | CMS Controller | 6C 001000 | PIERRE Eric | Labo Metrologie | [5 empty] | QUA | No | CQUA0126_Scanner Controller | [12/07/2022] [Optimu] [Calibration] [12/07/2022] [Optimu] [Calibration] [12/07/2022] [Optimu] [Calibration] [12/07/2022] [Optimu] [Calibration] [10/06/2021] [Optimu] [Calibration] [17/06/2020] [Optimu] [Calibration] [17/06/2020] [Optimu] [Calibration] [26/03/2019] [Optimu] [Calibration] [26/03/2019] [Optimu] [Calibration] [26/03/2019] [Optimu] [Calibration] [12/02/2018] [Optimu] [Calibration] [12/02/2018] [Optimu] [Calibration] [07/02/2017] [Optimu] [Calibration] | Conforme |  | 372 | Active | Normal operation | Conform | 1 - Product quality and specific measurement equipment | false | Mesure 3D | Mesure 3D | Mesure 3D | Mesure 3D | PIERRE Eric | No | CES
176 | CQUA0192 | Dimensionnel | METROLOGIE / QUA / Armoire | 0 / 200 mm | Respect de la norme détalonnage | 24/08/2021 00:00 | 24/08/2023 00:00 | Caliper | Caliper [200 mm] | Mitutoyo |  |  | PIERRE Eric | Armoire N3 | [5 empty] | QUA | No | CQUA0192_Caliper | [24/08/2021] [Optimu] [Calibration] [05/06/2019] [Optimu] [Calibration] [19/04/2017] [Optimu] [Calibration] [01/03/2016] [Optimu] [Calibration] | Conforme |  | 744 | Active | Normal operation | Conform | 1 - Product quality and specific measurement equipment | false | Caliper [200 mm] | Caliper [200 mm] | Caliper [200 mm] | Caliper [200 mm] | PIERRE Eric | No | CES
177 | CQUA0248 | / | METROLOGIE / QUA / TAYLOR HOBSON | To be defined | To be defined | 08/08/2018 13:48 | 08/08/2023 13:48 | Roughness standard | Grit roughness | TAYLOR HOBSON |  | 112/4319-01UDC-D-03049 | PIERRE Eric | Banc Taylor Hobson | [5 empty] | QUA | No | CQUA0248_Roughness standard | [14/08/2018] [Optimu] [Creation] [08/08/2018] [Optimu] [Calibration] | Conforme |  | 1860 | Active | Normal operation | Conform | 1 - Product quality and specific measurement equipment | false | Grit roughness | Grit roughness | Grit roughness | Grit roughness | PIERRE Eric | No | CES
178 | CQUA0249 | / | METROLOGIE / QUA / TAYLOR HOBSON | To be defined | To be defined | 08/08/2018 13:50 | 08/08/2023 13:50 | Roughness standard | Grit roughness | TAYLOR HOBSON |  | 112-2233_ E399 | PIERRE Eric | Banc Taylor Hobson | [5 empty] | QUA | No | CQUA0249_Roughness standard | [14/08/2018] [Optimu] [Creation] [08/08/2018] [Optimu] [Calibration] | Conforme |  | 1860 | Active | Normal operation | Conform | 1 - Product quality and specific measurement equipment | false | Grit roughness | Grit roughness | Grit roughness | Grit roughness | PIERRE Eric | No | CES
179 | CQUA0287-01 | Débit | METROLOGIE / zone calibration | 0/100L/min | According Manufacturer SpecTo be defined | 02/09/2021 00:00 | 02/09/2023 00:00 | Air Flow Standard | Mass flow meter | mks | 1559A-100L-SV | 27691SPF | Service Calibration | Zone calibration | [5 empty] | QUA | No | CQUA0287-01_Air Flow Standard | [02/09/2021] [Optimu] [Calibration] [17/07/2019] [Optimu] [Calibration] | Conforme |  | 744 | Active | Normal operation | Conform | 0 - Standard equipment | false | Mass flow meter | Mass flow meter | Mass flow meter | Mass flow meter | Service Calibration | No | CES
180 | CQUA0287-02 | Débit | METROLOGIE / zone calibration | 0/2L/min | According Manufacturer SpecTo be defined | 02/09/2021 00:00 | 02/09/2023 00:00 | Air Flow Standard | Mass flow meter | mks | / | 27688 SPF | Service Calibration | Zone calibration | [5 empty] | QUA | No | CQUA0287-02_Air Flow Standard | [02/09/2021] [Optimu] [Calibration] [17/07/2019] [Optimu] [Calibration] | Conforme |  | 744 | Active | Normal operation | Conform | 0 - Standard equipment | false | Mass flow meter | Mass flow meter | Mass flow meter | Mass flow meter | Service Calibration | No | CES
181 | CQUA0287-03 | Débit | METROLOGIE / zone calibration | 0/0,5L/min | According Manufacturer SpecTo be defined | 01/09/2021 00:00 | 01/09/2023 00:00 | Air Flow Standard | Mass flow meter | mks | / | 27690 SPF | Service Calibration | Zone calibration | [5 empty] | QUA | No | CQUA0287-03_Air Flow Standard | [01/09/2021] [Optimu] [Calibration] [17/07/2019] [Optimu] [Calibration] | Conforme |  | 744 | Active | Normal operation | Conform | 0 - Standard equipment | false | Mass flow meter | Mass flow meter | Mass flow meter | Mass flow meter | Service Calibration | No | CES
182 | CSCF0004 | Dimensionnel | LABORATOIRE DEVELOPPEMENT / SCF / Roulante INGENIEUR ATEX | 0/300 mm | ±0,1 mm | 15/09/2021 08:32 | 15/09/2023 08:32 | Depth gauge | Gauge |  |  | 110486 | MARCHAL Stéphanie | SCF / Roulante INGENIEUR ATEX | [5 empty] | FEP | No | CSCF0004_Depth gauge | [15/09/2021] [Optimu] [Calibration] [25/09/2019] [Optimu] [Calibration] [11/12/2017] [Optimu] [Calibration] [11/12/2017] [Optimu] [Calibration] | Conforme |  | 744 | Active | Normal operation | Conform | 1 - Product quality and specific measurement equipment | false | Gauge | Gauge | Gauge | Gauge | MARCHAL Stéphanie | No | CES
183 | CSCR0007 | Température | LABORATOIRE DEVELOPPEMENT / SCR / SCR-011 | -40/+100 °C | ±2 °C | 11/07/2022 11:25 | 11/07/2023 11:25 | Climatic chamber [SCR-011] | Climatic chamber >2m3 | CLIMATS |  | 56766020110010 | FLEURY Sylvain | SCR | [5 empty] | SCR | Yes | CSCR0007_Climatic chamber [SCR-011] | [11/07/2022] [Optimu] [Calibration] [30/11/2021] [Optimu] [Calibration] [16/09/2020] [Optimu] [Calibration] [13/11/2019] [Optimu] [Calibration] [15/11/2018] [Optimu] [Calibration] [19/03/2018] [Optimu] [Calibration] [19/03/2018] [Optimu] [Calibration] [14/03/2017] [Optimu] [Calibration] [29/09/2016] [Optimu] [Calibration] | Conforme |  | 372 | Active | Normal operation | Conform | 1 - Product quality and specific measurement equipment | false | Climatic chamber >2m3 | Climatic chamber >2m3 | Climatic chamber >2m3 | Climatic chamber >2m3 | FLEURY Sylvain | No | CES
184 | CSCR0017 | Pression | LABORATOIRE DEVELOPPEMENT / SCR / A-SCR-02 | -200/+200 mbar | ±2 mbar | 07/09/2021 15:48 | 07/09/2023 15:48 | Pressure sensor | Pressure sensor [-200 +200 mbar] | DRUCK | PMP 317-2489 | 2626861 | FLEURY Sylvain | SCR / Armoire A-SCR-02 | [5 empty] | SCR | No | CSCR0017_Pressure sensor | [07/09/2021] [Optimu] [Calibration] [19/11/2019] [Optimu] [Calibration] [14/12/2017] [Optimu] [Calibration] [19/11/2015] [Optimu] [Calibration] | Conforme |  | 744 | Active | Normal operation | Conform | 1 - Product quality and specific measurement equipment | false | Pressure sensor [-200 +200 mbar] | Pressure sensor [-200 +200 mbar] | Pressure sensor [-200 +200 mbar] | Pressure sensor [-200 +200 mbar] | FLEURY Sylvain | No | CES
185 | CSCR0019 | Dimensionnel | LABORATOIRE DEVELOPPEMENT / SCR / A-SCR-04 | 0/500 mm | ±0,1 mm | 15/09/2021 08:36 | 15/09/2023 08:36 | Depth gauge | Caliper [0 500 mm] | MICRON | 8906 | 9010-646 | FLEURY Sylvain | SCR / Armoire A-COM-02 | [5 empty] | SCR | No | CSCR0019_Depth gauge | [15/09/2021] [Optimu] [Calibration] [25/09/2019] [Optimu] [Calibration] [12/12/2017] [Optimu] [Calibration] [12/12/2017] [Optimu] [Calibration] [28/09/2015] [Optimu] [Calibration] | Conforme |  | 744 | Active | Normal operation | Conform | 1 - Product quality and specific measurement equipment | false | Caliper [0 500 mm] | Caliper [0 500 mm] | Caliper [0 500 mm] | Caliper [0 500 mm] | FLEURY Sylvain | No | CES
186 | CSCR0066 | Pression | LABORATOIRE DEVELOPPEMENT / SCR / A-SCR-02 | 0/10 bar | ±20 mbar | 07/09/2021 10:38 | 07/09/2023 10:38 | Pressure sensor | Pressure sensor [0 +10 bar] | DRUCK | PMP 317-2489 | 2626867 | FLEURY Sylvain | SCR / Armoire A-SCR-02 | [5 empty] | SCR | No | CSCR0066_Pressure sensor | [07/09/2021] [Optimu] [Calibration] [20/11/2019] [Optimu] [Calibration] [06/10/2017] [Optimu] [Calibration] [14/09/2017] [Optimu] [Calibration] [18/11/2015] [Optimu] [Calibration] | Conforme |  | 744 | Active | Normal operation | Conform | 1 - Product quality and specific measurement equipment | false | Pressure sensor [0 +10 bar] | Pressure sensor [0 +10 bar] | Pressure sensor [0 +10 bar] | Pressure sensor [0 +10 bar] | FLEURY Sylvain | No | CES
187 | CSCR0088 | Electricité | LABORATOIRE DEVELOPPEMENT / SCR / A-SCR-02 | 0/1 kOhm; 0/100 kOhm; 0/1 Mohm; 0/100V DC; 0/3 A DC | ±20 mOhm; ±2 Ohm; ±30 Ohm; ±10 mV; ±5 mA | 01/08/2022 00:00 | 01/08/2023 00:00 | Multimeter | Multimeter | AGILENT | 34401A | MY47068320 | FLEURY Sylvain | SCR / Armoire A-SCR-06 | [5 empty] | SCR | No | CSCR0088_Multimeter | [01/08/2022] [Optimu] [Calibration] [01/08/2022] [Optimu] [Calibration] [19/07/2021] [Optimu] [Calibration] [19/07/2021] [Optimu] [Calibration] [29/06/2020] [Optimu] [Calibration] [29/06/2020] [Optimu] [Calibration] [11/04/2019] [Optimu] [Calibration] [11/04/2019] [Optimu] [Calibration] [14/02/2019] [Optimu] [Calibration] [14/02/2019] [Optimu] [Calibration] [19/01/2018] [Optimu] [Calibration] [15/02/2017] [Optimu] [Calibration] | Conforme |  | 372 | Active | Normal operation | Conform | 1 - Product quality and specific measurement equipment | false | Multimeter | Multimeter | Multimeter | Multimeter | FLEURY Sylvain | No | CES
188 | CSCR0159 | Electricité | LABORATOIRE DEVELOPPEMENT / SCR / PPM-SCR-10 | 0/20 V;0/38 A | ± 0,5V; Approach device | 05/08/2021 10:16 | 05/08/2023 10:16 | Stabilized power supply | Power supply | TDK-LAMBDA | GEN750W-GEN20-38/LN | LOC-317A037-0002 | FLEURY Sylvain | SCR / PPM-SCR-10 | [5 empty] | SCR | No | CSCR0159_Stabilized power supply | [05/08/2021] [Optimu] [Calibration] | Conforme |  | 744 | Active | Normal operation | Conform | 1 - Product quality and specific measurement equipment | false | Power supply | Power supply | Power supply | Power supply | FLEURY Sylvain | No | CES
189 | CSCR0160 | Electricité | LABORATOIRE DEVELOPPEMENT / SCR / PPM-SCR-10 | 0/20 V;0/38 A | ± 0,5V; Approach device | 05/08/2021 11:06 | 05/08/2023 11:06 | Stabilized power supply | Power supply | TDK-LAMBDA | GEN750W-GEN20-38/LN | LOC-319A191-0006 | FLEURY Sylvain | SCR / PPM-SCR-10 | [5 empty] | SCR | No | CSCR0160_Stabilized power supply | [05/08/2021] [Optimu] [Calibration] | Conforme |  | 744 | Active | Normal operation | Conform | 1 - Product quality and specific measurement equipment | false | Power supply | Power supply | Power supply | Power supply | FLEURY Sylvain | No | CES
190 | CSCR0161 | Electricité | LABORATOIRE DEVELOPPEMENT / SCR / PPM-SCR-10 | 0/20 V;0/38 A | ± 0,5V; Approach device | 05/08/2021 00:00 | 05/08/2023 00:00 | Stabilized power supply | Power supply | TDK-LAMBDA | GEN750W-GEN20-38/LN | LOC-321A086-0005 | FLEURY Sylvain | SCR / PPM-SCR-10 | [5 empty] | SCR | No | CSCR0161_Stabilized power supply | [05/08/2021] [Optimu] [Calibration] | Conforme |  | 744 | Active | Normal operation | Conform | 1 - Product quality and specific measurement equipment | false | Power supply | Power supply | Power supply | Power supply | FLEURY Sylvain | No | CES
191 | CSCR0162 | Electricité | LABORATOIRE DEVELOPPEMENT / SCR / PPM-SCR-10 | 0/20 V;0/38 A | ± 0,5V; Approach device | 05/08/2021 11:42 | 05/08/2023 11:42 | Stabilized power supply | Power supply | TDK-LAMBDA | GEN750W-GEN20-38/LN | LOC-321A086-0002 | FLEURY Sylvain | SCR / PPM-SCR-10 | [5 empty] | SCR | No | CSCR0162_Stabilized power supply | [05/08/2021] [Optimu] [Calibration] | Conforme |  | 744 | Active | Normal operation | Conform | 1 - Product quality and specific measurement equipment | false | Power supply | Power supply | Power supply | Power supply | FLEURY Sylvain | No | CES
192 | CSCR0163 | Electricité | LABORATOIRE DEVELOPPEMENT / SCR / PPM-SCR-10 | 0/20 V;0/38 A | ± 0,5V; Approach device | 05/08/2021 13:10 | 05/08/2023 13:10 | Stabilized power supply | Power supply | TDK-LAMBDA | GEN750W-GEN20-38/LN | LOC-321A086-0006 | FLEURY Sylvain | SCR / PPM-SCR-10 | [5 empty] | SCR | No | CSCR0163_Stabilized power supply | [05/08/2021] [Optimu] [Calibration] [05/08/2021] [Optimu] [Calibration] | Conforme |  | 744 | Active | Normal operation | Conform | 1 - Product quality and specific measurement equipment | false | Power supply | Power supply | Power supply | Power supply | FLEURY Sylvain | No | CES
193 | CSCR0164 | Electricité | LABORATOIRE DEVELOPPEMENT / SCR / PPM-SCR-10 | 0/20 V;0/38 A | ± 0,5V; Approach device | 05/08/2021 13:20 | 05/08/2023 13:20 | Stabilized power supply | Power supply | TDK-LAMBDA | GEN750W-GEN20-38/LN | LOC-321A086-0003 | FLEURY Sylvain | SCR / PPM-SCR-10 | [5 empty] | SCR | No | CSCR0164_Stabilized power supply | [05/08/2021] [Optimu] [Calibration] | Conforme |  | 744 | Active | Normal operation | Conform | 1 - Product quality and specific measurement equipment | false | Power supply | Power supply | Power supply | Power supply | FLEURY Sylvain | No | CES
194 | CSCR0166 | Electricité | LABORATOIRE DEVELOPPEMENT / SCR / PPM-SCR-14 | 0/20 V;0/38 A | ± 0,5V; Approach device | 07/07/2021 14:46 | 07/07/2023 14:46 | Stabilized power supply | Power supply | TDK-LAMBDA | GEN750W-GEN20-38/LN | LOc-141Z112-0006 | FLEURY Sylvain | SCR / PPM-SCR-14 | [5 empty] | SCR | No | CSCR0166_Stabilized power supply | [07/07/2021] [Optimu] [Calibration] | Conforme |  | 744 | Active | Normal operation | Conform | 1 - Product quality and specific measurement equipment | false | Power supply | Power supply | Power supply | Power supply | FLEURY Sylvain | No | CES
195 | CSCR0167 | Electricité | LABORATOIRE DEVELOPPEMENT / SCR / PPM-SCR-14 | 0/20 V;0/38 A | ± 0,5V; Approach device | 08/07/2021 10:30 | 08/07/2023 10:30 | Stabilized power supply | Power supply | TDK-LAMBDA | GEN750W-GEN20-38/LN | LOC-141Z112-0001 | FLEURY Sylvain | SCR / PPM-SCR-14 | [5 empty] | SCR | No | CSCR0167_Stabilized power supply | [08/07/2021] [Optimu] [Calibration] | Conforme |  | 744 | Active | Normal operation | Conform | 1 - Product quality and specific measurement equipment | false | Power supply | Power supply | Power supply | Power supply | FLEURY Sylvain | No | CES
196 | CSCR0168 | Electricité | LABORATOIRE DEVELOPPEMENT / SCR / PPM-SCR-14 | 0/20 V;0/38 A | ± 0,5V; Approach device | 07/07/2021 14:40 | 07/07/2023 14:40 | Stabilized power supply | Power supply | TDK-LAMBDA | GEN750W-GEN20-38/LN | LOC-141Z112-0008 | FLEURY Sylvain | SCR / PPM-SCR-14 | [5 empty] | SCR | No | CSCR0168_Stabilized power supply | [07/07/2021] [Optimu] [Calibration] | Conforme |  | 744 | Active | Normal operation | Conform | 1 - Product quality and specific measurement equipment | false | Power supply | Power supply | Power supply | Power supply | FLEURY Sylvain | No | CES
197 | CSCR0169 | Electricité | LABORATOIRE DEVELOPPEMENT / SCR / PPM-SCR-14 | 0/20 V;0/38 A | ± 0,5V; Approach device | 07/07/2021 14:48 | 07/07/2023 14:48 | Stabilized power supply | Power supply | TDK-LAMBDA | GEN750W-GEN20-38/LN | LOC-142Z076-0004 | FLEURY Sylvain | SCR / PPM-SCR-14 | [5 empty] | SCR | No | CSCR0169_Stabilized power supply | [07/07/2021] [Optimu] [Calibration] | Conforme |  | 744 | Active | Normal operation | Conform | 1 - Product quality and specific measurement equipment | false | Power supply | Power supply | Power supply | Power supply | FLEURY Sylvain | No | CES
198 | CSCR0170 | Electricité | LABORATOIRE DEVELOPPEMENT / SCR / PPM-SCR-14 | 0/20 V;0/38 A | ± 0,5V; Approach device | 07/07/2021 14:52 | 07/07/2023 14:52 | Stabilized power supply | Power supply | TDK-LAMBDA | GEN750W-GEN20-38/LN | LOC-142Z076-0003 | FLEURY Sylvain | SCR / PPM-SCR-14 | [5 empty] | SCR | No | CSCR0170_Stabilized power supply | [07/07/2021] [Optimu] [Calibration] | Conforme |  | 744 | Active | Normal operation | Conform | 1 - Product quality and specific measurement equipment | false | Power supply | Power supply | Power supply | Power supply | FLEURY Sylvain | No | CES
199 | CSCR0184 | Température | LABORATOIRE DEVELOPPEMENT / SCR / SCR-029 | -40/+100 °C | ±2 °C | 15/08/2022 09:00 | 15/08/2023 09:00 | Climatic chamber [SCR-029] | Climatic chamber <2m3 | CLIMATS | EXCAL 18018-TE | 56766023520010 | FLEURY Sylvain | SCR | [5 empty] | SCR | Yes | CSCR0184_Climatic chamber [SCR-029] | [15/08/2022] [Optimu] [Calibration] [10/08/2021] [Optimu] [Calibration] [10/11/2020] [Optimu] [Calibration] [04/11/2019] [Optimu] [Calibration] [13/11/2018] [Optimu] [Calibration] [27/11/2017] [Optimu] [Calibration] [27/11/2017] [Optimu] [Calibration] [27/11/2017] [Optimu] [Calibration] [13/02/2017] [Optimu] [Calibration] [27/09/2016] [Optimu] [Calibration] | Conforme |  | 372 | Active | Normal operation | Conform | 1 - Product quality and specific measurement equipment | false | Climatic chamber <2m3 | Climatic chamber <2m3 | Climatic chamber <2m3 | Climatic chamber <2m3 | FLEURY Sylvain | No | CES
200 | CSCR0217 | Electricité | LABORATOIRE DEVELOPPEMENT / SCR / A-SCR-02 | 0/1 kOhm; 0/100 kOhm; 0/1 Mohm; 0/100V DC; 0/3 A DC | ±20 mOhm; ±2 Ohm; ±30 Ohm; ±10 mV; ±5 mA | 21/06/2022 00:00 | 21/06/2023 00:00 | Multimeter | Multimeter | AGILENT | 34401A | MY47054592 | FLEURY Sylvain | SCR / Armoire A-SCR-06 | [5 empty] | SCR | No | CSCR0217_Multimeter | [21/06/2022] [Optimu] [Calibration] [21/06/2022] [Optimu] [Calibration] [22/04/2022] [Optimu] [Calibration] [22/04/2022] [Optimu] [Calibration] [01/06/2021] [Optimu] [Calibration] [01/06/2021] [Optimu] [Calibration] [29/06/2020] [Optimu] [Calibration] [29/06/2020] [Optimu] [Calibration] [11/04/2019] [Optimu] [Calibration] [11/04/2019] [Optimu] [Calibration] [14/02/2019] [Optimu] [Calibration] [14/02/2019] [Optimu] [Calibration] [19/01/2018] [Optimu] [Calibration] [15/02/2017] [Optimu] [Calibration] [15/11/2016] [Optimu] [Calibration] | Conforme |  | 372 | Envoi Etalonnage/Vérification en cours | Envoi Etalonnage/Vérification en cours | Out of date | 1 - Product quality and specific measurement equipment | false | Multimeter | Multimeter | Multimeter | Multimeter | FLEURY Sylvain | No | CES
201 | CSCR0269 | Electricité | LABORATOIRE DEVELOPPEMENT / SCR / PPM-SCR-04 | 0/20 V;0/38 A | ± 0,5V; Approach device | 21/09/2021 13:26 | 21/09/2023 13:26 | Stabilized power supply | Power supply | TDK-LAMBDA | GEN750W-GEN20-38/LN |  | FLEURY Sylvain | SCR / PPM-SCR-04 | [5 empty] | SCR | No | CSCR0269_Stabilized power supply | [21/09/2021] [Optimu] [Calibration] | Conforme |  | 744 | Active | Normal operation | Conform | 1 - Product quality and specific measurement equipment | false | Power supply | Power supply | Power supply | Power supply | FLEURY Sylvain | No | CES
202 | CSCR0313 | Température | LABORATOIRE DEVELOPPEMENT / SCR / MET003 | -40/+100 °C | ±2 °C | 12/07/2022 13:41 | 12/07/2023 13:41 | Climatic chamber [MET-003] | Climatic chamber >2m3 | CLIMATS | 1215T4014 | 5240 | FLEURY Sylvain | SCR | [5 empty] | SCR | Yes | CSCR0313_Climatic chamber [MET-003] | [12/07/2022] [Optimu] [Calibration] [07/06/2022] [Optimu] [Calibration] [15/06/2021] [Optimu] [Calibration] [29/06/2020] [Optimu] [Calibration] [16/04/2019] [Optimu] [Calibration] [25/04/2018] [Optimu] [Calibration] [25/04/2018] [Optimu] [Calibration] [14/03/2017] [Optimu] [Calibration] [27/09/2016] [Optimu] [Calibration] | Conforme |  | 372 | Active | Normal operation | Conform | 1 - Product quality and specific measurement equipment | false | Climatic chamber >2m3 | Climatic chamber >2m3 | Climatic chamber >2m3 | Climatic chamber >2m3 | FLEURY Sylvain | No | CES
203 | CSCR0316 | Electricité | LABORATOIRE DEVELOPPEMENT / SCR / PPM-SCR-14 | 0/20 V;0/38 A | ± 0,5V; Approach device | 07/07/2021 14:55 | 07/07/2023 14:55 | Stabilized power supply | Power supply | TDK-LAMBDA | GEN750W-GEN20-38/LN | LOc-553A237-0001 | FLEURY Sylvain | SCR / PPM-SCR-14 | [5 empty] | SCR | No | CSCR0316_Stabilized power supply | [07/07/2021] [Optimu] [Calibration] | Conforme |  | 744 | Active | Normal operation | Conform | 1 - Product quality and specific measurement equipment | false | Power supply | Power supply | Power supply | Power supply | FLEURY Sylvain | No | CES
204 | CSCR0318 | Electricité | LABORATOIRE DEVELOPPEMENT / SCR / PPM-SCR-21 | 0/20 V;0/38 A | ± 0,5V; Approach device | 04/08/2021 00:00 | 04/08/2023 00:00 | Stabilized power supply | Power supply | TDK-LAMBDA | GEN750W-GEN20-38/LN |  | FLEURY Sylvain | SCR / PPM-SCR-21 | [5 empty] | SCR | No | CSCR0318_Stabilized power supply | [04/08/2021] [Optimu] [Calibration] | Conforme |  | 744 | Active | Normal operation | Conform | 1 - Product quality and specific measurement equipment | false | Power supply | Power supply | Power supply | Power supply | FLEURY Sylvain | No | CES
205 | CSCR0327 | Electricité | LABORATOIRE DEVELOPPEMENT / SCR / PPM-SCR-21 | 0/20 V;0/38 A | ± 0,5V; Approach device | 04/08/2021 11:40 | 04/08/2023 11:40 | Stabilized power supply | Power supply | TDK-LAMBDA | GEN750W-GEN20-38/LN |  | FLEURY Sylvain | SCR / PPM-SCR-21 | [5 empty] | SCR | No | CSCR0327_Stabilized power supply | [04/08/2021] [Optimu] [Calibration] | Conforme |  | 744 | Active | Normal operation | Conform | 1 - Product quality and specific measurement equipment | false | Power supply | Power supply | Power supply | Power supply | FLEURY Sylvain | No | CES
206 | CSCR0362 | Electricité | LABORATOIRE DEVELOPPEMENT / SCR / PPM-SCR-21 | 0/20 V;0/38 A | ± 0,5V; Approach device | 04/08/2021 13:45 | 04/08/2023 13:45 | Stabilized power supply | Power supply | TDK-LAMBDA | GEN750W-GEN20-38/LN |  | FLEURY Sylvain | SCR / PPM-SCR-21 | [5 empty] | SCR | No | CSCR0362_Stabilized power supply | [04/08/2021] [Optimu] [Calibration] | Conforme |  | 744 | Active | Normal operation | Conform | 1 - Product quality and specific measurement equipment | false | Power supply | Power supply | Power supply | Power supply | FLEURY Sylvain | No | CES
207 | CSCR0366 | Electricité | LABORATOIRE DEVELOPPEMENT / SCR / PPM-SCR-21 | 0/20 V;0/38 A | ± 0,5V; Approach device | 04/08/2021 14:39 | 04/08/2023 14:39 | Stabilized power supply | Power supply | TDK-LAMBDA | GEN750W-GEN20-38/LN |  | FLEURY Sylvain | SCR / PPM-SCR-21 | [5 empty] | SCR | No | CSCR0366_Stabilized power supply | [04/08/2021] [Optimu] [Calibration] | Conforme |  | 744 | Active | Normal operation | Conform | 1 - Product quality and specific measurement equipment | false | Power supply | Power supply | Power supply | Power supply | FLEURY Sylvain | No | CES
208 | CSCR0367 | Electricité | LABORATOIRE DEVELOPPEMENT / SCR / PPM-SCR-21 | 0/20 V;0/38 A | ± 0,5V; Approach device | 04/08/2021 14:18 | 04/08/2023 14:18 | Stabilized power supply | Power supply | TDK-LAMBDA | GEN750W-GEN20-38/LN |  | FLEURY Sylvain | SCR / PPM-SCR-21 | [5 empty] | SCR | No | CSCR0367_Stabilized power supply | [04/08/2021] [Optimu] [Calibration] | Conforme |  | 744 | Active | Normal operation | Conform | 1 - Product quality and specific measurement equipment | false | Power supply | Power supply | Power supply | Power supply | FLEURY Sylvain | No | CES
209 | CSCR0368 | Electricité | LABORATOIRE DEVELOPPEMENT / SCR / PPM-SCR-21 | 0/20 V;0/38 A | ± 0,5V; Approach device | 04/08/2021 14:45 | 04/08/2023 14:45 | Stabilized power supply | Power supply | TDK-LAMBDA | GEN750W-GEN20-38/LN |  | FLEURY Sylvain | SCR / PPM-SCR-21 | [5 empty] | SCR | No | CSCR0368_Stabilized power supply | [04/08/2021] [Optimu] [Calibration] | Conforme |  | 744 | Active | Normal operation | Conform | 1 - Product quality and specific measurement equipment | false | Power supply | Power supply | Power supply | Power supply | FLEURY Sylvain | No | CES
210 | CSCR0383 | Pression | LABORATOIRE DEVELOPPEMENT / SCR / A-SCR-03 | -1/+3 bar | ±30 mbar | 27/07/2021 13:45 | 27/07/2023 13:45 | Pressure gauge | Pressure gauge [-1 +3 bar] |  |  |  | FLEURY Sylvain | SCR / Armoire A-SCR-03 | [5 empty] | SCR | No | CSCR0383_Pressure gauge | [27/07/2021] [Optimu] [Calibration] [22/08/2019] [Optimu] [Calibration] [21/08/2019] [Optimu] [Calibration] [11/09/2017] [Optimu] [Calibration] [11/09/2017] [Optimu] [Calibration] [05/10/2015] [Optimu] [Calibration] | Conforme |  | 744 | Active | Normal operation | Conform | 1 - Product quality and specific measurement equipment | false | Pressure gauge [-1 +3 bar] | Pressure gauge [-1 +3 bar] | Pressure gauge [-1 +3 bar] | Pressure gauge [-1 +3 bar] | FLEURY Sylvain | No | CES
211 | CSCR0384 | Pression | LABORATOIRE DEVELOPPEMENT / MET / Armoire | -1/+3 bar | ±30 mbar | 23/07/2021 09:17 | 23/07/2023 09:17 | Pressure gauge | Pressure gauge [+1 +3 bar] | CITEC | LEO1 | 50358 | GRIMEAU Rémi | Armoire A-MET-02 SCR? | [5 empty] | SCR | No | CSCR0384_Pressure gauge | [23/07/2021] [Optimu] [Calibration] [23/08/2019] [Optimu] [Calibration] [23/08/2019] [Optimu] [Calibration] [14/09/2017] [Optimu] [Calibration] [14/09/2017] [Optimu] [Calibration] [05/10/2015] [Optimu] [Calibration] | Conforme |  | 744 | Active | Normal operation | Conform | 1 - Product quality and specific measurement equipment | false | Pressure gauge [+1 +3 bar] | Pressure gauge [+1 +3 bar] | Pressure gauge [+1 +3 bar] | Pressure gauge [+1 +3 bar] | GRIMEAU Rémi | No | CES
212 | CSCR0410 | Electricité | LABORATOIRE DEVELOPPEMENT / SCR / PPM-SCR-13 | 0/20 V;0/38 A | ± 0,5V; Approach device | 13/09/2021 14:46 | 13/09/2023 14:46 | Stabilized power supply | Power supply | TDK-LAMBDA | GEN750W-GEN20-30/LN |  | FLEURY Sylvain | SCR / PPM-SCR-13 | [5 empty] | SCR | No | CSCR0410_Stabilized power supply | [13/09/2021] [Optimu] [Calibration] | Conforme |  | 744 | Active | Normal operation | Conform | 1 - Product quality and specific measurement equipment | false | Power supply | Power supply | Power supply | Power supply | FLEURY Sylvain | No | CES
213 | CSCR0411 | Electricité | LABORATOIRE DEVELOPPEMENT / SCR / PPM-SCR-13 | 0/20 V;0/38 A | ± 0,5V; Approach device | 13/09/2021 13:42 | 13/09/2023 13:42 | Stabilized power supply | Power supply | TDK-LAMBDA | GEN750W-GEN20-30/LN |  | FLEURY Sylvain | SCR / PPM-SCR-13 | [5 empty] | SCR | No | CSCR0411_Stabilized power supply | [13/09/2021] [Optimu] [Calibration] | Conforme |  | 744 | Active | Normal operation | Conform | 1 - Product quality and specific measurement equipment | false | Power supply | Power supply | Power supply | Power supply | FLEURY Sylvain | No | CES
214 | CSCR0428 | Electricité | LABORATOIRE DEVELOPPEMENT / SCR / PPM-SCR-13 | 0/20 V;0/38 A | ± 0,5V; Approach device | 14/09/2021 11:39 | 14/09/2023 11:39 | Stabilized power supply | Power supply | TDK-LAMBDA | GEN750W-GEN20-30/LN | LOC-617A080-0001 | FLEURY Sylvain | SCR / PPM-SCR-13 | [5 empty] | SCR | No | CSCR0428_Stabilized power supply | [14/09/2021] [Optimu] [Calibration] | Conforme |  | 744 | Active | Normal operation | Conform | 1 - Product quality and specific measurement equipment | false | Power supply | Power supply | Power supply | Power supply | FLEURY Sylvain | No | CES
215 | CSCR0429 | Electricité | LABORATOIRE DEVELOPPEMENT / SCR / PPM-SCR-13 | 0/20 V;0/38 A | ± 0,5V; Approach device | 14/09/2021 14:27 | 14/09/2023 14:27 | Stabilized power supply | Power supply | TDK-LAMBDA | GEN750W-GEN20-30/LN | LOC-617A080-0002 | FLEURY Sylvain | SCR / PPM-SCR-13 | [5 empty] | SCR | No | CSCR0429_Stabilized power supply | [14/09/2021] [Optimu] [Calibration] | Conforme |  | 744 | Active | Normal operation | Conform | 1 - Product quality and specific measurement equipment | false | Power supply | Power supply | Power supply | Power supply | FLEURY Sylvain | No | CES
216 | CSCR0430 | Electricité | LABORATOIRE DEVELOPPEMENT / SCR / PPM-SCR-13 | 0/20 V;0/38 A | ± 0,5V; Approach device | 14/09/2021 14:37 | 14/09/2023 14:37 | Stabilized power supply | Power supply | TDK-LAMBDA | GEN750W-GEN20-30/LN | LOC-617A086-0006 | FLEURY Sylvain | SCR / PPM-SCR-13 | [5 empty] | SCR | No | CSCR0430_Stabilized power supply | [14/09/2021] [Optimu] [Calibration] | Conforme |  | 744 | Active | Normal operation | Conform | 1 - Product quality and specific measurement equipment | false | Power supply | Power supply | Power supply | Power supply | FLEURY Sylvain | No | CES
217 | CSCR0431 | Electricité | LABORATOIRE DEVELOPPEMENT / SCR / PPM-SCR-13 | 0/20 V;0/38 A | ± 0,5V; Approach device | 14/09/2021 14:51 | 14/09/2023 14:51 | Stabilized power supply | Power supply | TDK-LAMBDA | GEN750W-GEN20-30/LN | LOC-617A086-0007 | FLEURY Sylvain | SCR / PPM-SCR-13 | [5 empty] | SCR | No | CSCR0431_Stabilized power supply | [14/09/2021] [Optimu] [Calibration] | Conforme |  | 744 | Active | Normal operation | Conform | 1 - Product quality and specific measurement equipment | false | Power supply | Power supply | Power supply | Power supply | FLEURY Sylvain | No | CES
218 | CSCR0471 | Chimie | LABORATOIRE DEVELOPPEMENT / SCR / A-SCR-02 | 10/190 % | ±1.5% | 25/06/2021 00:00 | 25/06/2023 00:00 | Dissolved Oxygen Sensor | Indicator | WTW | Oxi3310 | 16091684 | FLEURY Sylvain | SCR / Armoire A-SCR-02 | [5 empty] | SCR | No | CSCR0471_Dissolved Oxygen Sensor | [25/06/2021] [Optimu] [Calibration] [12/12/2019] [Optimu] [Derogation] [26/04/2019] [Optimu] [Calibration] [05/10/2017] [Optimu] [Calibration] [29/08/2017] [Optimu] [Sending to calibration] [19/08/2016] [Optimu] [Calibration] | Conforme |  | 744 | Envoi Etalonnage/Vérification en cours | Envoi Etalonnage/Vérification en cours | Out of date | 1 - Product quality and specific measurement equipment | false | Indicator | Indicator | Indicator | Indicator | FLEURY Sylvain | No | CES
219 | CSCR0540 | Température | LABORATOIRE DEVELOPPEMENT / SCR / A-SCR-01 | -40/+100 °C | ±2 °C | 08/09/2021 10:36 | 08/09/2023 10:36 | Thermocouple | Thermocouple [K] |  | K |  | FLEURY Sylvain | SCR / Armoire A-SCR-01 | [5 empty] | SCR | No | CSCR0540_Thermocouple | [08/09/2021] [Optimu] [Calibration] [23/09/2019] [Optimu] [Calibration] [16/08/2016] [Optimu] [Calibration] | Conforme |  | 744 | Active | Normal operation | Conform | 1 - Product quality and specific measurement equipment | false | Thermocouple [K] | Thermocouple [K] | Thermocouple [K] | Thermocouple [K] | FLEURY Sylvain | No | CES
220 | CSCR0646 | Pression | LABORATOIRE DEVELOPPEMENT / SCR / A-SCR-02 | -200/+200 mbar | ±1 mbar | 05/07/2021 14:46 | 05/07/2023 14:46 | Pressure sensor | Pressure sensor [-200 200 mbar] | DRUCK | UNIK5000-PMP 5073-TC-A3-CA-H0-PA | 10637505 | FLEURY Sylvain | SCR / Armoire A-SCR-02 | [5 empty] | SCR | No | CSCR0646_Pressure sensor | [05/07/2021] [Optimu] [Calibration] [27/05/2019] [Optimu] [Calibration] [16/05/2017] [Optimu] [Calibration] | Conforme |  | 744 | Active | Normal operation | Conform | 1 - Product quality and specific measurement equipment | false | Pressure sensor [-200 200 mbar] | Pressure sensor [-200 200 mbar] | Pressure sensor [-200 200 mbar] | Pressure sensor [-200 200 mbar] | FLEURY Sylvain | No | CES
221 | CSCR0648 | Pression | LABORATOIRE DEVELOPPEMENT / SCR / A-SCR-02 | -200/+200 mbar | ±1 mbar | 05/07/2021 14:53 | 05/07/2023 14:53 | Pressure sensor | Pressure sensor [-200 200 mbar] | Druck |  | 10637495 | FLEURY Sylvain | SCR / Armoire A-SCR-02 | [5 empty] | SCR | No | CSCR0648_Pressure sensor | [05/07/2021] [Optimu] [Calibration] [22/07/2019] [Optimu] [Calibration] [20/05/2019] [Optimu] [Sending to calibration] [16/05/2017] [Optimu] [Calibration] | Conforme |  | 744 | Active | Normal operation | Conform | 1 - Product quality and specific measurement equipment | false | Pressure sensor [-200 200 mbar] | Pressure sensor [-200 200 mbar] | Pressure sensor [-200 200 mbar] | Pressure sensor [-200 200 mbar] | FLEURY Sylvain | No | CES
222 | CSCR0681 | Température | LABORATOIRE DEVELOPPEMENT / SCR / A-SCR-01 | -40/+150 °C | ±1 °C | 02/08/2021 09:02 | 02/08/2023 09:02 | Thermocouple | Thermocouple [T] |  | T |  | FLEURY Sylvain | SCR / Armoire A-SCR-05 | [5 empty] | SCR | No | CSCR0681_Thermocouple | [02/08/2021] [Optimu] [Calibration] [12/08/2019] [Optimu] [Calibration] [26/09/2017] [Optimu] [Calibration] [26/09/2017] [Optimu] [Calibration] | Conforme |  | 744 | Active | Normal operation | Conform | 1 - Product quality and specific measurement equipment | false | Thermocouple [T] | Thermocouple [T] | Thermocouple [T] | Thermocouple [T] | FLEURY Sylvain | No | CES
223 | CSCR0687 | Température | LABORATOIRE DEVELOPPEMENT / SCR / A-SCR-01 | -40/+150 °C | ±1 °C | 02/08/2021 16:14 | 02/08/2023 16:14 | Thermocouple | Thermocouple [T] |  | T |  | FLEURY Sylvain | SCR / Armoire A-SCR-05 | [5 empty] | SCR | No | CSCR0687_Thermocouple | [02/08/2021] [Optimu] [Calibration] [12/08/2019] [Optimu] [Calibration] [26/09/2017] [Optimu] [Calibration] [26/09/2017] [Optimu] [Calibration] | Conforme |  | 744 | Active | Normal operation | Conform | 1 - Product quality and specific measurement equipment | false | Thermocouple [T] | Thermocouple [T] | Thermocouple [T] | Thermocouple [T] | FLEURY Sylvain | No | CES
224 | CSCR0701 | Température | LABORATOIRE DEVELOPPEMENT / SCR / A-SCR-01 | -40/+150 °C | ±1 °C | 02/08/2021 08:57 | 02/08/2023 08:57 | Thermocouple | Thermocouple [T] |  | T |  | FLEURY Sylvain | SCR / Armoire A-SCR-05 | [5 empty] | SCR | No | CSCR0701_Thermocouple | [02/08/2021] [Optimu] [Calibration] [12/08/2019] [Optimu] [Calibration] [26/09/2017] [Optimu] [Calibration] [26/09/2017] [Optimu] [Calibration] [26/09/2017] [Optimu] [Calibration] | Conforme |  | 744 | Active | Normal operation | Conform | 1 - Product quality and specific measurement equipment | false | Thermocouple [T] | Thermocouple [T] | Thermocouple [T] | Thermocouple [T] | FLEURY Sylvain | No | CES
225 | CSCR0706 | Température | LABORATOIRE DEVELOPPEMENT / SCR / A-SCR-01 | -40/+150 °C | ±1 °C | 02/08/2021 08:48 | 02/08/2023 08:48 | Thermocouple | Thermocouple [T] |  | T |  | FLEURY Sylvain | SCR / Armoire A-SCR-05 | [5 empty] | SCR | No | CSCR0706_Thermocouple | [02/08/2021] [Optimu] [Calibration] [08/07/2019] [Optimu] [Calibration] [13/09/2017] [Optimu] [Calibration] [13/09/2017] [Optimu] [Calibration] | Conforme |  | 744 | Active | Normal operation | Conform | 1 - Product quality and specific measurement equipment | false | Thermocouple [T] | Thermocouple [T] | Thermocouple [T] | Thermocouple [T] | FLEURY Sylvain | No | CES
226 | CSCR0713 | Température | LABORATOIRE DEVELOPPEMENT / SCR / A-SCR-01 | -40/+150 °C | ±1 °C | 02/08/2021 00:00 | 02/08/2023 00:00 | Thermocouple | Thermocouple [T] |  | T |  | FLEURY Sylvain | SCR / Armoire A-SCR-01 | [5 empty] | SCR | No | CSCR0713_Thermocouple | [02/08/2021] [Optimu] [Calibration] [21/08/2019] [Optimu] [Calibration] [13/09/2017] [Optimu] [Calibration] [13/09/2017] [Optimu] [Calibration] | Conforme |  | 744 | Active | Normal operation | Conform | 1 - Product quality and specific measurement equipment | false | Thermocouple [T] | Thermocouple [T] | Thermocouple [T] | Thermocouple [T] | FLEURY Sylvain | No | CES
227 | CSCR0724 | Température | LABORATOIRE DEVELOPPEMENT / SCR / A-SCR-01 | -40/+150 °C | ±1 °C | 02/08/2021 09:01 | 02/08/2023 09:01 | Thermocouple | Thermocouple [T] |  | T |  | FLEURY Sylvain | SCR / Armoire A-SCR-05 | [5 empty] | SCR | No | CSCR0724_Thermocouple | [02/08/2021] [Optimu] [Calibration] [12/08/2019] [Optimu] [Calibration] [13/09/2017] [Optimu] [Calibration] [13/09/2017] [Optimu] [Calibration] | Conforme |  | 744 | Active | Normal operation | Conform | 1 - Product quality and specific measurement equipment | false | Thermocouple [T] | Thermocouple [T] | Thermocouple [T] | Thermocouple [T] | FLEURY Sylvain | No | CES
228 | CSCR0738 | Electricité | LABORATOIRE DEVELOPPEMENT / SCR / PPM-SCR-29 | 0/20 V;0/38 A | ± 0,5V; Approach device | 06/08/2021 10:13 | 06/08/2023 10:13 | Stabilized power supply | Power supply | TDK-LAMBDA | GEN750W-GEN20-38/LN | LOC-747A083-0005 | FLEURY Sylvain | SCR / PPM-SCR-29 | [5 empty] | SCR | No | CSCR0738_Stabilized power supply | [06/08/2021] [Optimu] [Calibration] [19/02/2017] [Optimu] [Calibration] | Conforme |  | 744 | Active | Normal operation | Conform | 1 - Product quality and specific measurement equipment | false | Power supply | Power supply | Power supply | Power supply | FLEURY Sylvain | No | CES
229 | CSCR0739 | Electricité | LABORATOIRE DEVELOPPEMENT / SCR / PPM-SCR-29 | 0/20 V;0/38 A | ± 0,5V; Approach device | 06/08/2021 10:46 | 06/08/2023 10:46 | Stabilized power supply | Power supply | TDK-LAMBDA | GEN750W-GEN20-38/LN | LOC-805A375-0027 | FLEURY Sylvain | SCR / PPM-SCR-29 | [5 empty] | SCR | No | CSCR0739_Stabilized power supply | [06/08/2021] [Optimu] [Calibration] [04/05/2017] [Optimu] [Calibration] | Conforme |  | 744 | Active | Normal operation | Conform | 1 - Product quality and specific measurement equipment | false | Power supply | Power supply | Power supply | Power supply | FLEURY Sylvain | No | CES
230 | CSCR0740 | Electricité | LABORATOIRE DEVELOPPEMENT / SCR / PPM-SCR-29 | 0/20 V;0/38 A | ± 0,5V; Approach device | 06/08/2021 11:05 | 06/08/2023 11:05 | Stabilized power supply | Power supply | TDK-LAMBDA | GEN750W-GEN20-38/LN | LOC-743A249-0013 | FLEURY Sylvain | SCR / PPM-SCR-29 | [5 empty] | SCR | No | CSCR0740_Stabilized power supply | [06/08/2021] [Optimu] [Calibration] [29/01/2017] [Optimu] [Calibration] | Conforme |  | 744 | Active | Normal operation | Conform | 1 - Product quality and specific measurement equipment | false | Power supply | Power supply | Power supply | Power supply | FLEURY Sylvain | No | CES
231 | CSCR0741 | Electricité | LABORATOIRE DEVELOPPEMENT / SCR / PPM-SCR-29 | 0/20 V;0/38 A | ± 0,5V; Approach device | 06/08/2021 11:22 | 06/08/2023 11:22 | Stabilized power supply | Power supply | TDK-LAMBDA | GEN750W-GEN20-38/LN | LOC-747A083-0007 | FLEURY Sylvain | SCR / PPM-SCR-29 | [5 empty] | SCR | No | CSCR0741_Stabilized power supply | [06/08/2021] [Optimu] [Calibration] [19/02/2017] [Optimu] [Calibration] | Conforme |  | 744 | Active | Normal operation | Conform | 1 - Product quality and specific measurement equipment | false | Power supply | Power supply | Power supply | Power supply | FLEURY Sylvain | No | CES
232 | CSCR0742 | Electricité | LABORATOIRE DEVELOPPEMENT / SCR / PPM-SCR-29 | 0/20 V;0/38 A | ± 0,5V; Approach device | 06/08/2021 11:33 | 06/08/2023 11:33 | Stabilized power supply | Power supply | TDK-LAMBDA | GEN750W-GEN20-38/LN | LOC-804A199-0006 | FLEURY Sylvain | SCR / PPM-SCR-29 | [5 empty] | SCR | No | CSCR0742_Stabilized power supply | [06/08/2021] [Optimu] [Calibration] [30/04/2017] [Optimu] [Calibration] | Conforme |  | 744 | Active | Normal operation | Conform | 1 - Product quality and specific measurement equipment | false | Power supply | Power supply | Power supply | Power supply | FLEURY Sylvain | No | CES
233 | CSCR0743 | Electricité | LABORATOIRE DEVELOPPEMENT / SCR / PPM-SCR-29 | 0/20 V;0/38 A | ± 0,5V; Approach device | 06/08/2021 11:37 | 06/08/2023 11:37 | Stabilized power supply | Power supply | TDK-LAMBDA | GEN750W-GEN20-38/LN | LOC-747A083-0013 | FLEURY Sylvain | SCR / PPM-SCR-29 | [5 empty] | SCR | No | CSCR0743_Stabilized power supply | [06/08/2021] [Optimu] [Calibration] [19/02/2017] [Optimu] [Calibration] | Conforme |  | 744 | Active | Normal operation | Conform | 1 - Product quality and specific measurement equipment | false | Power supply | Power supply | Power supply | Power supply | FLEURY Sylvain | No | CES
234 | CSCR0758 | Electricité | LABORATOIRE DEVELOPPEMENT / SCR / PPM-SCR-04 | 0/20 V;0/38 A | ± 0,5V; Approach device | 21/09/2021 11:33 | 21/09/2023 11:33 | Stabilized power supply | Power supply | TDK-LAMBDA | GEN750W-GEN20-38/LN | LOC-428A316-0020 | FLEURY Sylvain | SCR / PPM-SCR-04 | [5 empty] | SCR | No | CSCR0758_Stabilized power supply | [21/09/2021] [Optimu] [Calibration] | Conforme |  | 744 | Active | Normal operation | Conform | 1 - Product quality and specific measurement equipment | false | Power supply | Power supply | Power supply | Power supply | FLEURY Sylvain | No | CES
235 | CSCR0850 | Dimensionnel | LABORATOIRE DEVELOPPEMENT / SCR / A-SCR-02 | 0/150 mm | ± 0,1 mm | 15/09/2021 00:00 | 15/09/2023 00:00 | Caliper | Caliper [0 150 mm] | WILMART | 6000 | 18091517 | FLEURY Sylvain | SCR / Armoire A-SCR-02 | [5 empty] | SCR | No | CSCR0850_Caliper | [15/09/2021] [Optimu] [Calibration] [24/09/2019] [Optimu] [Calibration] | Conforme |  | 744 | Active | Normal operation | Conform | 1 - Product quality and specific measurement equipment | false | Caliper [0 150 mm] | Caliper [0 150 mm] | Caliper [0 150 mm] | Caliper [0 150 mm] | FLEURY Sylvain | No | CES
236 | CSCR0851 | Dimensionnel | LABORATOIRE DEVELOPPEMENT / SCR / A-SCR-02 | 0/150 mm | ± 0,1 mm | 15/09/2021 08:46 | 15/09/2023 08:46 | Caliper | Caliper [0 150 mm] | WILMART | 6000 | 18091562 | FLEURY Sylvain | SCR / Armoire A-SCR-02 | [5 empty] | SCR | No | CSCR0851_Caliper | [15/09/2021] [Optimu] [Calibration] [24/09/2019] [Optimu] [Calibration] | Conforme |  | 744 | Active | Normal operation | Conform | 1 - Product quality and specific measurement equipment | false | Caliper [0 150 mm] | Caliper [0 150 mm] | Caliper [0 150 mm] | Caliper [0 150 mm] | FLEURY Sylvain | No | CES
237 | CSCR0854 | Température | LABORATOIRE DEVELOPPEMENT / SCR / A-SCR-01 | -40/+150 °C | ±1 °C | 08/09/2021 10:16 | 08/09/2023 10:16 | Thermocouple | Thermocouple [T] |  | T |  | FLEURY Sylvain | SCR / Armoire A-SCR-05 | [5 empty] | SCR | No | CSCR0854_Thermocouple | [08/09/2021] [Optimu] [Calibration] [04/11/2019] [Optimu] [Calibration] | Conforme |  | 744 | Active | Normal operation | Conform | 1 - Product quality and specific measurement equipment | false | Thermocouple [T] | Thermocouple [T] | Thermocouple [T] | Thermocouple [T] | FLEURY Sylvain | No | CES
238 | CSCR0918 | Température | LABORATOIRE DEVELOPPEMENT / SCR / PPM-SCR-14 | -50/150 °C | ±0,5°C | 06/07/2021 13:31 | 06/07/2023 13:31 | Temperature measuring chain | Acquisition unit |  |  |  | FLEURY Sylvain | SCR / PPM-SCR-14 | [5 empty] | SCR | No | CSCR0918_Temperature measuring chain | [06/07/2021] [Optimu] [Calibration] | Conforme |  | 744 | Active | Normal operation | Conform | 1 - Product quality and specific measurement equipment | false | Acquisition unit | Acquisition unit | Acquisition unit | Acquisition unit | FLEURY Sylvain | No | CES
239 | CSCR0919 | Température | LABORATOIRE DEVELOPPEMENT / SCR / PPM-SCR-14 | -50/150 °C | ±0,5°C | 06/07/2021 13:54 | 06/07/2023 13:54 | Temperature measuring chain | Acquisition unit |  |  |  | FLEURY Sylvain | SCR / PPM-SCR-14 | [5 empty] | SCR | No | CSCR0919_Temperature measuring chain | [06/07/2021] [Optimu] [Calibration] | Conforme |  | 744 | Active | Normal operation | Conform | 1 - Product quality and specific measurement equipment | false | Acquisition unit | Acquisition unit | Acquisition unit | Acquisition unit | FLEURY Sylvain | No | CES
240 | CSCR0931 | Température | LABORATOIRE DEVELOPPEMENT / SCR / PPM-SCR-21 | -50/150 °C | ±0,5°C | 04/08/2021 15:49 | 04/08/2023 15:49 | Temperature measuring chain | Acquisition unit |  |  |  | FLEURY Sylvain | SCR / PPM-SCR-21 | [5 empty] | SCR | No | CSCR0931_Temperature measuring chain | [04/08/2021] [Optimu] [Calibration] | Conforme |  | 744 | Active | Normal operation | Conform | 1 - Product quality and specific measurement equipment | false | Acquisition unit | Acquisition unit | Acquisition unit | Acquisition unit | FLEURY Sylvain | No | CES
241 | CSCR0932 | Température | LABORATOIRE DEVELOPPEMENT / SCR / PPM-SCR-21 | -50/150 °C | ±0,5°C | 04/08/2021 00:00 | 04/08/2023 00:00 | Temperature measuring chain | Acquisition unit |  |  |  | FLEURY Sylvain | SCR / PPM-SCR-21 | [5 empty] | SCR | No | CSCR0932_Temperature measuring chain | [04/08/2021] [Optimu] [Calibration] | Conforme |  | 744 | Active | Normal operation | Conform | 1 - Product quality and specific measurement equipment | false | Acquisition unit | Acquisition unit | Acquisition unit | Acquisition unit | FLEURY Sylvain | No | CES
242 | CSCR0933 | Température | LABORATOIRE DEVELOPPEMENT / SCR / PPM-SCR-10 | -50/150 °C | ±0,5°C | 05/08/2021 15:34 | 05/08/2023 15:34 | Temperature measuring chain | Acquisition unit |  |  |  | FLEURY Sylvain | SCR / PPM-SCR-10 | [5 empty] | SCR | No | CSCR0933_Temperature measuring chain | [05/08/2021] [Optimu] [Calibration] | Conforme |  | 744 | Active | Normal operation | Conform | 1 - Product quality and specific measurement equipment | false | Acquisition unit | Acquisition unit | Acquisition unit | Acquisition unit | FLEURY Sylvain | No | CES
243 | CSCR0934 | Température | LABORATOIRE DEVELOPPEMENT / SCR / PPM-SCR-10 | -50/150 °C | ±0,5°C | 05/08/2021 15:39 | 05/08/2023 15:39 | Temperature measuring chain | Acquisition unit |  |  |  | FLEURY Sylvain | SCR / PPM-SCR-10 | [5 empty] | SCR | No | CSCR0934_Temperature measuring chain | [05/08/2021] [Optimu] [Calibration] | Conforme |  | 744 | Active | Normal operation | Conform | 1 - Product quality and specific measurement equipment | false | Acquisition unit | Acquisition unit | Acquisition unit | Acquisition unit | FLEURY Sylvain | No | CES
244 | CSCR0935 | Température | LABORATOIRE DEVELOPPEMENT / SCR / PPM-SCR-29 | -50/150 °C | ±0,5°C | 06/08/2021 14:36 | 06/08/2023 14:36 | Temperature measuring chain | Acquisition unit |  |  |  | FLEURY Sylvain | SCR / PPM-SCR-29 | [5 empty] | SCR | No | CSCR0935_Temperature measuring chain | [06/08/2021] [Optimu] [Calibration] | Conforme |  | 744 | Active | Normal operation | Conform | 1 - Product quality and specific measurement equipment | false | Acquisition unit | Acquisition unit | Acquisition unit | Acquisition unit | FLEURY Sylvain | No | CES
245 | CSCR0936 | Température | LABORATOIRE DEVELOPPEMENT / SCR / PPM-SCR-29 | -50/150 °C | ±0,5°C | 06/08/2021 14:53 | 06/08/2023 14:53 | Temperature measuring chain | Acquisition unit |  |  |  | FLEURY Sylvain | SCR / PPM-SCR-29 | [5 empty] | SCR | No | CSCR0936_Temperature measuring chain | [06/08/2021] [Optimu] [Calibration] | Conforme |  | 744 | Active | Normal operation | Conform | 1 - Product quality and specific measurement equipment | false | Acquisition unit | Acquisition unit | Acquisition unit | Acquisition unit | FLEURY Sylvain | No | CES
246 | CSCR0937 | Température | LABORATOIRE DEVELOPPEMENT / SCR / PPM-SCR-19 | -50/150 °C | ±0,5°C | 09/08/2021 14:35 | 09/08/2023 14:35 | Temperature measuring chain | Acquisition unit |  |  |  | FLEURY Sylvain | SCR / PPM-SCR-19 | [5 empty] | SCR | No | CSCR0937_Temperature measuring chain | [09/08/2021] [Optimu] [Calibration] | Conforme |  | 744 | Active | Normal operation | Conform | 1 - Product quality and specific measurement equipment | false | Acquisition unit | Acquisition unit | Acquisition unit | Acquisition unit | FLEURY Sylvain | No | CES
247 | CSCR0938 | Température | LABORATOIRE DEVELOPPEMENT / SCR / PPM-SCR-19 | -50/150 °C | ±0,5°C | 09/08/2021 14:37 | 09/08/2023 14:37 | Temperature measuring chain | Acquisition unit |  |  |  | FLEURY Sylvain | SCR / PPM-SCR-19 | [5 empty] | SCR | No | CSCR0938_Temperature measuring chain | [09/08/2021] [Optimu] [Calibration] | Conforme |  | 744 | Active | Normal operation | Conform | 1 - Product quality and specific measurement equipment | false | Acquisition unit | Acquisition unit | Acquisition unit | Acquisition unit | FLEURY Sylvain | No | CES
248 | CSCR0939 | Chimie | LABORATOIRE DEVELOPPEMENT / SCR / A-SCR-02 | 0/ 54,2% | ± 0,3 % | 04/08/2021 00:00 | 04/08/2023 00:00 | Refractometer | Refractometer | ATAGO | PAL-Urea | BA2126006684958E64 | FLEURY Sylvain | SCR / Armoire A-SCR-02 | [5 empty] | SCR | No | CSCR0939_Refractometer | [04/08/2021] [Optimu] [Calibration] | Conforme |  | 744 | Active | Normal operation | Conform | 1 - Product quality and specific measurement equipment | false | Refractometer | Refractometer | Refractometer | Refractometer | FLEURY Sylvain | No | CES
249 | CSCR0952 | Electricité | LABORATOIRE DEVELOPPEMENT / SCR / E-valve Bench 1 | 0, 5 V | ± 1 % FS | 17/09/2021 10:43 | 17/09/2023 10:43 | Stabilized power supply | Power supply | TRACO POWER |  |  | FLEURY Sylvain | COM-017 | [5 empty] | SCR | Yes | CSCR0952_Stabilized power supply | [17/09/2021] [Optimu] [Calibration] | Conforme |  | 744 | Active | Normal operation | Conform | 1 - Product quality and specific measurement equipment | false | Power supply | Power supply | Power supply | Power supply | FLEURY Sylvain | No | CES
250 | CSCR0953 | Electricité | LABORATOIRE DEVELOPPEMENT / SCR / E-valve Bench 1 | 0, 12 V | ± 1 % FS | 17/09/2021 10:49 | 17/09/2023 10:49 | Stabilized power supply | Power supply | TRACO POWER |  |  | FLEURY Sylvain | COM-017 | [5 empty] | SCR | Yes | CSCR0953_Stabilized power supply | [17/09/2021] [Optimu] [Calibration] | Conforme |  | 744 | Active | Normal operation | Conform | 1 - Product quality and specific measurement equipment | false | Power supply | Power supply | Power supply | Power supply | FLEURY Sylvain | No | CES
251 | CSCR0954 | Electricité | LABORATOIRE DEVELOPPEMENT / SCR / E-valve Bench 1 | 0, 24 V | ±1 % FS | 17/09/2021 11:03 | 17/09/2023 11:03 | Stabilized power supply | Power supply | TRACO POWER |  |  | FLEURY Sylvain | COM-017 | [5 empty] | SCR | Yes | CSCR0954_Stabilized power supply | [17/09/2021] [Optimu] [Calibration] | Conforme |  | 744 | Active | Normal operation | Conform | 1 - Product quality and specific measurement equipment | false | Power supply | Power supply | Power supply | Power supply | FLEURY Sylvain | No | CES
252 | CSCR0955 | Electricité | LABORATOIRE DEVELOPPEMENT / SCR / E-valve Bench 1 | 0, 9 , 12, 16 V | ± 1 % FS | 17/09/2021 11:26 | 17/09/2023 11:26 | Stabilized power supply | Power supply | DELTA ELEKTRONIKA | SM 52-AR-60 |  | FLEURY Sylvain | COM-017 | [5 empty] | SCR | Yes | CSCR0955_Stabilized power supply | [17/09/2021] [Optimu] [Calibration] | Conforme |  | 744 | Active | Normal operation | Conform | 1 - Product quality and specific measurement equipment | false | Power supply | Power supply | Power supply | Power supply | FLEURY Sylvain | No | CES
253 | CSCR0963 | Température | LABORATOIRE DEVELOPPEMENT / SCR / PPM-SCR-13 | -50/150 °C | ±0,5°C | 14/09/2021 16:21 | 14/09/2023 16:21 | Temperature measuring chain | Acquisition unit |  |  |  | FLEURY Sylvain | SCR / PPM-SCR-13 | [5 empty] | SCR | Yes | CSCR0963_Temperature measuring chain | [14/09/2021] [Optimu] [Calibration] | Conforme |  | 744 | Active | Normal operation | Conform | 1 - Product quality and specific measurement equipment | false | Acquisition unit | Acquisition unit | Acquisition unit | Acquisition unit | FLEURY Sylvain | No | CES
254 | CSCR0964 | Température | LABORATOIRE DEVELOPPEMENT / SCR / PPM-SCR-13 | -50/150 °C | ±0,5°C | 14/09/2021 16:26 | 14/09/2023 16:26 | Temperature measuring chain | Acquisition unit |  |  |  | FLEURY Sylvain | SCR / PPM-SCR-13 | [5 empty] | SCR | Yes | CSCR0964_Temperature measuring chain | [14/09/2021] [Optimu] [Calibration] | Conforme |  | 744 | Active | Normal operation | Conform | 1 - Product quality and specific measurement equipment | false | Acquisition unit | Acquisition unit | Acquisition unit | Acquisition unit | FLEURY Sylvain | No | CES
255 | CSCR0968 | Masse | LABORATOIRE DEVELOPPEMENT / SCR / A-SCR-02 | constructeur | constructeur | 20/09/2021 10:18 | 20/09/2023 10:18 | Scale | Scale [0 20 kg] | Sartorius | AC211S | 80106508 | FLEURY Sylvain | SCR / Armoire A-SCR-05 | [5 empty] | SCR | No | CSCR0968_Scale | [20/09/2021] [Optimu] [Calibration] | Conforme |  | 744 | Inactive | Normal operation | Conform | 1 - Product quality and specific measurement equipment | false | Scale [0 20 kg] | Scale [0 20 kg] | Scale [0 20 kg] | Scale [0 20 kg] | FLEURY Sylvain | No | CES
256 | CSCR0969 | Electricité | LABORATOIRE DEVELOPPEMENT / SCR / PPM-SCR-04 | 0/20 V;0/38 A | ± 0,5V; Approach device | 21/09/2021 15:19 | 21/09/2023 15:19 | Stabilized power supply | Power supply | TDK-LAMBDA | GEN750W-GEN20-38/LN | LOC-428A316-0003 | FLEURY Sylvain | SCR / PPM-SCR-04 | [5 empty] | SCR | Yes | CSCR0969_Stabilized power supply | [21/09/2021] [Optimu] [Calibration] | Conforme |  | 744 | Active | Normal operation | Conform | 1 - Product quality and specific measurement equipment | false | Power supply | Power supply | Power supply | Power supply | FLEURY Sylvain | No | CES