## Sheet1
Colonne1 | Attributes: | Equipment name | Equipment number | Equipment Status | Plannable | Equipment category | Hourly rate | Laboratory | Business group | Storage area | Sub-equipment | Attachment equipment | Affected person | Approval necessary for calibration | Borrower | E-Mail | Last borrower | Lease Date | Theoretical return date | Actual return date | Theoretical storage area | Actual storage area | Comments | Charateristic | Test(s) linked | Supplier name | Contact supplier | Name | Model | Serial number | Year of manufacture | Comment | Date of reception | N°SAP (Finance/Maintenace) | Calibration status | Equipment type | Date of next calibration | Date of next calibration before derogation | Comment(s) of the last operation | Measurement domain 1 | Range 1 | Tolerance 1 | Measurement domain 2 | Range 2 | Tolerance 2 | Measurement domain 3 | Range 3 | Tolerance 3 | Calibration type | Calibration supplier(s) | Contacts list | Measuring chain | Applicable norm(s) | Equipment name2 | Equipment Status3 | List of measured points | Date of last calibration | Date of the next derogation calibration | Calibration period | Proposed calibration period | Calibration period reason | Importance of the controlled characteristic | Frequency of use | Risk of drift between two calibration | Comment(s) | Date of the last intermediate control | Date of the next intermediate control | Number of controls between calibrations | Number of controls to be done | Comment(s)4 | Estimated downtime | Estimated time of calibration | Estimated cost of calibration | Calibration events historic | Calibration certificat | Manufacter calibration certificat | Calibration operation | Applied norm(s) | End date | Operator | Real downtime | Real time of calibration | Real cost of calibration | Compliance status | Calibration certificat5 | Equipment under derogation | Active derogation | Historic of derogation | Status | Start Date | End date6 | Requestor | Validator | Validation proof | Derogation condition(s) | List of events | ID Teexma | Increment Equipment | Operation batch | Date of creation | Intermediate Controls? | Calculated calibration period | Intervention Batch | Interventions | Link | Tasks | Capacity | Test method allowed on this equipment | List of Calibration method(s)
0 | CASS0001_Calliper [vernier] | Calliper [vernier] | CASS0001 |  | No |  |  | DESACHY Jean-Luc | DESACHY Jean-Luc | PROTO #global area |  |  | DESACHY Jean-Luc | No | [15 empty] | 9191705 |  |  |  |  | No calibration status | 3 - Not affecting quality equipment |  |  |  | Dimensionnel | 0 / 150 mm | ± 0,01 mm | [9 empty] | FALSE |  | Calliper [vernier]
1 | CASS0002_Temperature Display | Temperature Display | CASS0002 |  | No |  |  | DESACHY Jean-Luc | DESACHY Jean-Luc | PROTO #global area |  |  | DESACHY Jean-Luc | No | [15 empty] | 309487 |  |  |  |  | Conform | 1 - Product quality and specific measurement equipment | 07/07/2024 00:00:00 |  |  | Température | -50 / +650 °C | ± 2 °C | [9 empty] | FALSE |  | Temperature Display |  |  | 07/07/2022 00:00:00 |  | 744
2 | CASS0003_Temperature Display | Temperature Display | CASS0003 |  | No |  |  | DESACHY Jean-Luc | DESACHY Jean-Luc | PROTO #global area |  |  | DESACHY Jean-Luc | No | [15 empty] | 813353 |  |  |  |  | Conform | 1 - Product quality and specific measurement equipment | 07/07/2024 10:07:05 |  |  | Température | -50 / +650 °C | ± 2°C | [9 empty] | FALSE |  | Temperature Display |  |  | 07/07/2022 10:07:05 |  | 744
3 | CASS0004_Micrometer outside | Micrometer outside | CASS0004 |  | No |  |  | DESACHY Jean-Luc | DESACHY Jean-Luc | PROTO #global area |  |  | DESACHY Jean-Luc | No | [15 empty] | 20376 | [5 empty] | 1 - Product quality and specific measurement equipment |  |  |  | Dimensionnel | 0 / 25 mm | ± 0,005 mm | [9 empty] | FALSE |  | Micrometer outside
4 | CASS0005_Calliper [vernier] | Calliper [vernier] | CASS0005 |  | No |  |  | DESACHY Jean-Luc | DESACHY Jean-Luc | PROTO #global area |  |  | DESACHY Jean-Luc | No | [15 empty] | 1210242 | [5 empty] | 1 - Product quality and specific measurement equipment |  |  |  | Dimensionnel | 0 / 150 mm | ± 0,01 mm | [9 empty] | FALSE |  | Calliper [vernier]
5 | CASS0006_Calliper [vernier] | Calliper [vernier] | CASS0006 |  | No |  |  | DESACHY Jean-Luc | DESACHY Jean-Luc | PROTO #global area |  |  | DESACHY Jean-Luc | No | [15 empty] | 9189804 |  |  |  |  | No calibration status | 3 - Not affecting quality equipment |  |  |  | Dimensionnel | 0 / 150 mm | ± 0,01 mm | [9 empty] | FALSE |  | Calliper [vernier]
6 | CASS0007_Calliper [vernier] | Calliper [vernier] | CASS0007 |  | No |  |  | DESACHY Jean-Luc | DESACHY Jean-Luc | PROTO #global area |  |  | DESACHY Jean-Luc | No | [15 empty] | 12569719 | [5 empty] | 1 - Product quality and specific measurement equipment |  |  |  | Dimensionnel | 0 / 150 mm | ± 0,01 mm | [9 empty] | FALSE |  | Calliper [vernier]
7 | CASS0008_Calliper [vernier] | Calliper [vernier] | CASS0008 |  | No |  |  | DESACHY Jean-Luc | DESACHY Jean-Luc | PROTO #global area |  |  | DESACHY Jean-Luc | No | [15 empty] | 9189805 |  |  |  |  | No calibration status | 3 - Not affecting quality equipment |  |  |  | Dimensionnel | 0 / 150 mm | ± 0,01 mm | [9 empty] | FALSE |  | Calliper [vernier]
8 | CASS0010_Trigger torque spanner | Trigger torque spanner | CASS0010 |  | No |  |  | DESACHY Jean-Luc | DESACHY Jean-Luc | PROTO #global area |  |  | DESACHY Jean-Luc | No | [14 empty] | A.402 | M041202 |  |  |  |  | Conform | 1 - Product quality and specific measurement equipment | 07/07/2024 14:14:00 |  |  | Couple | 0,5 / 2,5 N.m | ± 6 % | [9 empty] | FALSE |  | Trigger torque spanner |  |  | 07/07/2022 14:14:00 |  | 744
9 | CASS0011_Calliper [vernier] | Calliper [vernier] | CASS0011 |  | No |  |  | DESACHY Jean-Luc | DESACHY Jean-Luc | PROTO #global area |  |  | DESACHY Jean-Luc | No | [15 empty] | 15648 |  |  |  |  | No calibration status | 3 - Not affecting quality equipment |  |  |  | Dimensionnel | 0 / 300 mm | ± 0,01 mm | [9 empty] | FALSE |  | Calliper [vernier]
10 | CASS0012_Calliper [vernier] | Calliper [vernier] | CASS0012 |  | No |  |  | DESACHY Jean-Luc | DESACHY Jean-Luc | PROTO #global area |  |  | DESACHY Jean-Luc | No | [15 empty] | 9189627 |  |  |  |  | No calibration status | 3 - Not affecting quality equipment |  |  |  | Dimensionnel | 0 / 150 mm | ± 0,01 mm | [9 empty] | FALSE |  | Calliper [vernier]
11 | CASS0013_Calliper [vernier] | Calliper [vernier] | CASS0013 |  | No |  |  | DESACHY Jean-Luc | DESACHY Jean-Luc | PROTO #global area |  |  | DESACHY Jean-Luc | No | [15 empty] | 15735 |  |  |  |  | No calibration status | 3 - Not affecting quality equipment |  |  |  | Dimensionnel | 0 / 300 mm | ± 0,01 mm | [9 empty] | FALSE |  | Calliper [vernier]
12 | CASS0015_Trusquin | Trusquin | CASS0015 |  | No |  |  | DESACHY Jean-Luc | DESACHY Jean-Luc | PROTO #global area |  |  | DESACHY Jean-Luc | No | [15 empty] | 1670-05 |  |  |  |  | No calibration status | 3 - Not affecting quality equipment |  |  |  | Dimensionnel | 0 / 450 mm | ± 0,060 mm | [9 empty] | FALSE |  | Trusquin
13 | CASS0016_Calliper [vernier] | Calliper [vernier] | CASS0016 |  | No |  |  | DESACHY Jean-Luc | DESACHY Jean-Luc | PROTO #global area |  |  | DESACHY Jean-Luc | No | [15 empty] | G/11 10576 |  |  |  |  | No calibration status | 3 - Not affecting quality equipment |  |  |  | Dimensionnel | 0 / 300 mm | ± 0,01 mm | [9 empty] | FALSE |  | Calliper [vernier]
14 | CASS0017_Calliper [vernier] | Calliper [vernier] | CASS0017 |  | No |  |  | DESACHY Jean-Luc | DESACHY Jean-Luc | PROTO #global area |  |  | DESACHY Jean-Luc | No | [15 empty] | K/11 31696 |  |  |  |  | Conform | 1 - Product quality and specific measurement equipment | 23/02/2024 00:00:00 |  |  | Dimensionnel | 0 / 300 mm | ± 0,060 mm | [9 empty] | FALSE |  | Calliper [vernier] |  |  | 23/02/2022 00:00:00 |  | 744
15 | CASS0019_Multimeter | Multimeter | CASS0019 |  | No |  |  | DESACHY Jean-Luc | DESACHY Jean-Luc | PROTO #global area |  |  | DESACHY Jean-Luc | No | [21 empty] | 1 - Product quality and specific measurement equipment |  |  |  | Electricité | According Manufacturer SpecTo be defined | According Manufacturer SpecTo be defined | [9 empty] | FALSE |  | Multimeter
16 | CASS0020_Clampmeter | Clampmeter | CASS0020 |  | No |  |  | DESACHY Jean-Luc | DESACHY Jean-Luc | PROTO #global area |  |  | DESACHY Jean-Luc | No | [14 empty] | MX675 | 900949 KDF |  |  |  |  | No calibration status | 3 - Not affecting quality equipment |  |  |  | Electricité | According Manufacturer SpecTo be defined | According Manufacturer SpecTo be defined | [9 empty] | FALSE |  | Clampmeter
17 | CASS0021_Chronometer | Chronometer | CASS0021 |  | No |  |  | DESACHY Jean-Luc | DESACHY Jean-Luc | PROTO #global area |  |  | DESACHY Jean-Luc | No | [14 empty] | 30 LAP STOPWATCH | [5 empty] | Conform | 0 - Standard equipment | 14/05/2024 00:00:00 |  |  | Temps-Fréquence | 0/1 h | ± 1 s | [9 empty] | FALSE |  | Chronometer |  |  | 14/05/2021 00:00:00 |  | 1116
18 | CASS0022_Multimeter | Multimeter | CASS0022 |  | No |  |  | DESACHY Jean-Luc | DESACHY Jean-Luc | PROTO #global area |  |  | DESACHY Jean-Luc | No | [15 empty] | 10890146 |  |  |  |  | Out of date | 1 - Product quality and specific measurement equipment | 10/11/2022 00:00:00 |  |  | Electricité | According Manufacturer SpecTo be defined | According Manufacturer SpecTo be defined | [9 empty] | FALSE |  | Multimeter |  |  | 10/11/2021 00:00:00 |  | 372
19 | CASS0023_Stabilized power-supply | Stabilized power-supply | CASS0023 |  | No | Power supply |  | DESACHY Jean-Luc | DESACHY Jean-Luc | PROTO #global area |  |  | DESACHY Jean-Luc | No | [20 empty] | No calibration status | 3 - Not affecting quality equipment |  |  |  | Electricité | Approach Device | Approach Device | [6 empty] | Power supply |  |  | FALSE |  | Stabilized power-supply
20 | CASS0024_Stabilized power-supply | Stabilized power-supply | CASS0024 |  | No | Power supply |  | DESACHY Jean-Luc | DESACHY Jean-Luc | PROTO #global area |  |  | DESACHY Jean-Luc | No | [20 empty] | No calibration status | 3 - Not affecting quality equipment |  |  |  | Electricité | Approach Device | Approach Device | [6 empty] | Power supply |  |  | FALSE |  | Stabilized power-supply
21 | CASS0025_Scale [6kg] | Scale [6kg] | CASS0025 |  | No | Scale [<20kg] |  | DESACHY Jean-Luc | DESACHY Jean-Luc | PROTO #global area |  |  | DESACHY Jean-Luc | No | [15 empty] | 11405551 | [5 empty] | 1 - Product quality and specific measurement equipment |  |  |  | Masse | 50/6100 g | ± 5 g | [6 empty] | Scale [<20kg] |  |  | FALSE |  | Scale [6kg]
22 | CASS0026_Scale | Scale | CASS0026 |  | No |  |  | DESACHY Jean-Luc | DESACHY Jean-Luc | PROTO #global area |  |  | DESACHY Jean-Luc | No | [15 empty] | 2113366681 | [5 empty] | 1 - Product quality and specific measurement equipment |  |  |  | Masse | [11 empty] | FALSE |  | Scale
23 | CASS0027_Multimeter | Multimeter | CASS0027 |  | No |  |  | DESACHY Jean-Luc | DESACHY Jean-Luc | PROTO #global area |  |  | DESACHY Jean-Luc | No | [14 empty] | 117 | 20550506 |  |  |  |  | Conform | 1 - Product quality and specific measurement equipment | 05/07/2023 00:00:00 |  |  | Electricité | According Manufacturer SpecTo be defined | According Manufacturer SpecTo be defined | [9 empty] | FALSE |  | Multimeter |  |  | 05/07/2022 00:00:00 |  | 372
24 | CASS0028_Trigger torque spanner | Trigger torque spanner | CASS0028 |  | No |  |  | DESACHY Jean-Luc | DESACHY Jean-Luc | PROTO #global area |  |  | DESACHY Jean-Luc | No | [14 empty] | DYf200 | [5 empty] | Out of date | 1 - Product quality and specific measurement equipment | 17/12/2022 09:30:10 |  |  | Couple | 40/200 N.m | ±4 % | [9 empty] | FALSE |  | Trigger torque spanner |  |  | 17/12/2020 09:30:10 |  | 744
25 | CASS0029_Leak detector | Leak detector | CASS0029 |  | No |  |  | DESACHY Jean-Luc | DESACHY Jean-Luc | PROTO #global area |  |  | DESACHY Jean-Luc | No | [15 empty] | HLD1050697 | [5 empty] | 1 - Product quality and specific measurement equipment |  |  |  | Pression | 1,3E-09 / 2,5E-06mbar.L/s | ± 20 % | [9 empty] | FALSE |  | Leak detector
26 | CASS0031_Multimeter | Multimeter | CASS0031 |  | No |  |  | DESACHY Jean-Luc | DESACHY Jean-Luc | PROTO #global area |  |  | DESACHY Jean-Luc | No | [15 empty] | non visible |  |  |  |  | Conform | 1 - Product quality and specific measurement equipment | 12/04/2023 00:00:00 |  |  | Electricité | According Manufacturer SpecTo be defined | According Manufacturer SpecTo be defined | [9 empty] | FALSE |  | Multimeter |  |  | 12/04/2021 00:00:00 |  | 744
27 | CASS0032_Trigger torque spanner | Trigger torque spanner | CASS0032 |  | No |  |  | DESACHY Jean-Luc | DESACHY Jean-Luc | PROTO #global area |  |  | DESACHY Jean-Luc | No | [14 empty] | DYKC25 | / |  |  |  |  | Conform | 1 - Product quality and specific measurement equipment | 22/07/2025 15:10:49 |  |  | Couple | 5 / 25 N.m | ± 4 % | [9 empty] | FALSE |  | Trigger torque spanner |  |  | 22/07/2022 15:10:49 |  | 1116
28 | CASS0033_Temperature Display | Temperature Display | CASS0033 |  | No |  |  | DESACHY Jean-Luc | DESACHY Jean-Luc | PROTO #global area |  |  | DESACHY Jean-Luc | No | [15 empty] | 198-5643 03140059 |  |  |  |  | Non-conforme | 1 - Product quality and specific measurement equipment |  |  |  | Température | 0 / 1000 °C | ± 2 °C | [9 empty] | FALSE |  | Temperature Display
29 | CASS0036_Temperature sensor [J] | Temperature sensor [J] | CASS0036 |  | No | Temperature sensors and gages |  | DESACHY Jean-Luc | DESACHY Jean-Luc | PROTO #global area |  |  | DESACHY Jean-Luc | No | [20 empty] | No calibration status | 3 - Not affecting quality equipment |  |  |  | Température | / | / | [6 empty] | Temperature sensors and gages |  |  | FALSE |  | Temperature sensor [J]
30 | CASS0037_Temperature sensor [J] | Temperature sensor [J] | CASS0037 |  | No | Temperature sensors and gages |  | DESACHY Jean-Luc | DESACHY Jean-Luc | PROTO #global area |  |  | DESACHY Jean-Luc | No | [20 empty] | No calibration status | 3 - Not affecting quality equipment |  |  |  | Température | / | / | [6 empty] | Temperature sensors and gages |  |  | FALSE |  | Temperature sensor [J]
31 | CASS0038_Temperature sensor [J] | Temperature sensor [J] | CASS0038 |  | No | Temperature sensors and gages |  | DESACHY Jean-Luc | DESACHY Jean-Luc | PROTO #global area |  |  | DESACHY Jean-Luc | No | [20 empty] | No calibration status | 3 - Not affecting quality equipment |  |  |  | Température | / | / | [6 empty] | Temperature sensors and gages |  |  | FALSE |  | Temperature sensor [J]
32 | CASS0039_Temperature sensor [J] | Temperature sensor [J] | CASS0039 |  | No | Temperature sensors and gages |  | DESACHY Jean-Luc | DESACHY Jean-Luc | PROTO #global area |  |  | DESACHY Jean-Luc | No | [20 empty] | No calibration status | 3 - Not affecting quality equipment |  |  |  | Température | / | / | [6 empty] | Temperature sensors and gages |  |  | FALSE |  | Temperature sensor [J]
33 | CASS0040_Temperature sensor [J] | Temperature sensor [J] | CASS0040 |  | No | Temperature sensors and gages |  | DESACHY Jean-Luc | DESACHY Jean-Luc | PROTO #global area |  |  | DESACHY Jean-Luc | No | [20 empty] | No calibration status | 3 - Not affecting quality equipment |  |  |  | Température | / | / | [6 empty] | Temperature sensors and gages |  |  | FALSE |  | Temperature sensor [J]
34 | CASS0041_Temperature sensor [J] | Temperature sensor [J] | CASS0041 |  | No | Temperature sensors and gages |  | DESACHY Jean-Luc | DESACHY Jean-Luc | PROTO #global area |  |  | DESACHY Jean-Luc | No | [20 empty] | No calibration status | 3 - Not affecting quality equipment |  |  |  | Température | / | / | [6 empty] | Temperature sensors and gages |  |  | FALSE |  | Temperature sensor [J]
35 | CASS0050_Temperature sensor [J] | Temperature sensor [J] | CASS0050 |  | No | Temperature sensors and gages |  | DESACHY Jean-Luc | DESACHY Jean-Luc | PROTO #global area |  |  | DESACHY Jean-Luc | No | [20 empty] | No calibration status | 3 - Not affecting quality equipment |  |  |  | Température | According Manufacturer SpecTo be defined | According Manufacturer SpecTo be defined | [6 empty] | Temperature sensors and gages |  |  | FALSE |  | Temperature sensor [J]
36 | CASS0051_Temperature sensor [J] | Temperature sensor [J] | CASS0051 |  | No | Temperature sensors and gages |  | DESACHY Jean-Luc | DESACHY Jean-Luc | PROTO #global area |  |  | DESACHY Jean-Luc | No | [20 empty] | No calibration status | 3 - Not affecting quality equipment |  |  |  | Température | According Manufacturer SpecTo be defined | According Manufacturer SpecTo be defined | [6 empty] | Temperature sensors and gages |  |  | FALSE |  | Temperature sensor [J]
37 | CASS0056_Needle manometer [relative] | Needle manometer [relative] | CASS0056 |  | No | Pressure sensors and gages |  | DESACHY Jean-Luc | DESACHY Jean-Luc | PROTO #global area |  |  | DESACHY Jean-Luc | No | [20 empty] | No calibration status | 3 - Not affecting quality equipment |  |  |  | Pression | 0/12bar | tolérance constructeur | [6 empty] | Pressure sensors and gages |  |  | FALSE |  | Needle manometer [relative]
38 | CASS0057_Needle manometer [relative] | Needle manometer [relative] | CASS0057 |  | No | Pressure sensors and gages |  | DESACHY Jean-Luc | DESACHY Jean-Luc | PROTO #global area |  |  | DESACHY Jean-Luc | No | [14 empty] | SDE1-D2-G2-R18-CP1-M8 | 192766 |  |  |  |  | Conform | 1 - Product quality and specific measurement equipment | 31/01/2024 08:25:05 |  |  | Pression | 0/2 bars | +/- 10 mbar | [6 empty] | Pressure sensors and gages |  |  | FALSE |  | Needle manometer [relative] |  |  | 31/01/2022 08:25:05 |  | 744
39 | CASS0058_Needle manometer [relative] | Needle manometer [relative] | CASS0058 |  | No | Pressure sensors and gages |  | DESACHY Jean-Luc | DESACHY Jean-Luc | PROTO #global area |  |  | DESACHY Jean-Luc | No | [20 empty] | No calibration status | 3 - Not affecting quality equipment |  |  |  | Pression | 0/1 bar | tolérance constructeur | [6 empty] | Pressure sensors and gages |  |  | FALSE |  | Needle manometer [relative]
40 | CASS0059_Needle manometer [relative] | Needle manometer [relative] | CASS0059 |  | No | Pressure sensors and gages |  | DESACHY Jean-Luc | DESACHY Jean-Luc | PROTO #global area |  |  | DESACHY Jean-Luc | No | [20 empty] | No calibration status | 3 - Not affecting quality equipment |  |  |  | Pression | According Manufacturer SpecTo be defined | According Manufacturer SpecTo be defined | [6 empty] | Pressure sensors and gages |  |  | FALSE |  | Needle manometer [relative]
41 | CASS0060_Temperature sensor [J] | Temperature sensor [J] | CASS0060 |  | No | Temperature sensors and gages |  | DESACHY Jean-Luc | DESACHY Jean-Luc | PROTO #global area |  |  | DESACHY Jean-Luc | No | [20 empty] | No calibration status | 3 - Not affecting quality equipment |  |  |  | Température | / | / | [6 empty] | Temperature sensors and gages |  |  | FALSE |  | Temperature sensor [J]
42 | CASS0061_Temperature sensor [J] | Temperature sensor [J] | CASS0061 |  | No | Temperature sensors and gages |  | DESACHY Jean-Luc | DESACHY Jean-Luc | PROTO #global area |  |  | DESACHY Jean-Luc | No | [20 empty] | No calibration status | 3 - Not affecting quality equipment |  |  |  | Température | / | / | [6 empty] | Temperature sensors and gages |  |  | FALSE |  | Temperature sensor [J]
43 | CASS0062_Digital Axis | Digital Axis | CASS0062 |  | No |  |  | DESACHY Jean-Luc | DESACHY Jean-Luc | PROTO #global area |  |  | DESACHY Jean-Luc | No | [20 empty] | No calibration status | 3 - Not affecting quality equipment |  |  |  | Dimensionnel | / | / | [9 empty] | FALSE |  | Digital Axis
44 | CASS0063_Digital Axis | Digital Axis | CASS0063 |  | No |  |  | DESACHY Jean-Luc | DESACHY Jean-Luc | PROTO #global area |  |  | DESACHY Jean-Luc | No | [20 empty] | No calibration status | 3 - Not affecting quality equipment |  |  |  | Dimensionnel | / | / | [9 empty] | FALSE |  | Digital Axis
45 | CASS0064_Digital Axis | Digital Axis | CASS0064 |  | No |  |  | DESACHY Jean-Luc | DESACHY Jean-Luc | PROTO #global area |  |  | DESACHY Jean-Luc | No | [20 empty] | No calibration status | 3 - Not affecting quality equipment |  |  |  | Dimensionnel | / | / | [9 empty] | FALSE |  | Digital Axis
46 | CASS0065_Temperature sensor [J] | Temperature sensor [J] | CASS0065 |  | No | Temperature sensors and gages |  | DESACHY Jean-Luc | DESACHY Jean-Luc | PROTO #global area |  |  | DESACHY Jean-Luc | No | [20 empty] | No calibration status | 3 - Not affecting quality equipment |  |  |  | Température | / | / | [6 empty] | Temperature sensors and gages |  |  | FALSE |  | Temperature sensor [J]
47 | CASS0066_Temperature sensor [J] | Temperature sensor [J] | CASS0066 |  | No | Temperature sensors and gages |  | DESACHY Jean-Luc | DESACHY Jean-Luc | PROTO #global area |  |  | DESACHY Jean-Luc | No | [20 empty] | No calibration status | 3 - Not affecting quality equipment |  |  |  | Température | / | / | [6 empty] | Temperature sensors and gages |  |  | FALSE |  | Temperature sensor [J]
48 | CASS0067_Temperature sensor [J] | Temperature sensor [J] | CASS0067 |  | No | Temperature sensors and gages |  | DESACHY Jean-Luc | DESACHY Jean-Luc | PROTO #global area |  |  | DESACHY Jean-Luc | No | [20 empty] | No calibration status | 3 - Not affecting quality equipment |  |  |  | Température | / | / | [6 empty] | Temperature sensors and gages |  |  | FALSE |  | Temperature sensor [J]
49 | CASS0068_Temperature sensor [J] | Temperature sensor [J] | CASS0068 |  | No | Temperature sensors and gages |  | DESACHY Jean-Luc | DESACHY Jean-Luc | PROTO #global area |  |  | DESACHY Jean-Luc | No | [20 empty] | No calibration status | 3 - Not affecting quality equipment |  |  |  | Température | / | / | [6 empty] | Temperature sensors and gages |  |  | FALSE |  | Temperature sensor [J]
50 | CASS0075_Needle manometer [relative] | Needle manometer [relative] | CASS0075 |  | No | Pressure sensors and gages |  | DESACHY Jean-Luc | DESACHY Jean-Luc | PROTO #global area |  |  | DESACHY Jean-Luc | No | [20 empty] | No calibration status | 3 - Not affecting quality equipment |  |  |  | Pression | 0/+4 bars | tolérance constructeur | [6 empty] | Pressure sensors and gages |  |  | FALSE |  | Needle manometer [relative]
51 | CASS0076_Needle manometer [relative] | Needle manometer [relative] | CASS0076 |  | No | Pressure sensors and gages |  | DESACHY Jean-Luc | DESACHY Jean-Luc | PROTO #global area |  |  | DESACHY Jean-Luc | No | [20 empty] | No calibration status | 3 - Not affecting quality equipment |  |  |  | Pression | 0/+4 bars | tolérance constructeur | [6 empty] | Pressure sensors and gages |  |  | FALSE |  | Needle manometer [relative]
52 | CASS0077_Needle manometer [relative] | Needle manometer [relative] | CASS0077 |  | No | Pressure sensors and gages |  | DESACHY Jean-Luc | DESACHY Jean-Luc | PROTO #global area |  |  | DESACHY Jean-Luc | No | [20 empty] | No calibration status | 3 - Not affecting quality equipment |  |  |  | Pression | 0/+4 bars | tolérance constructeur | [6 empty] | Pressure sensors and gages |  |  | FALSE |  | Needle manometer [relative]
53 | CASS0078_Needle manometer [relative] | Needle manometer [relative] | CASS0078 |  | No | Pressure sensors and gages |  | DESACHY Jean-Luc | DESACHY Jean-Luc | PROTO #global area |  |  | DESACHY Jean-Luc | No | [20 empty] | No calibration status | 3 - Not affecting quality equipment |  |  |  | Pression | 0/+4 bars | tolérance constructeur | [6 empty] | Pressure sensors and gages |  |  | FALSE |  | Needle manometer [relative]
54 | CASS0079_Needle manometer [relative] | Needle manometer [relative] | CASS0079 |  | No | Pressure sensors and gages |  | DESACHY Jean-Luc | DESACHY Jean-Luc | PROTO #global area |  |  | DESACHY Jean-Luc | No | [20 empty] | No calibration status | 3 - Not affecting quality equipment |  |  |  | Pression | 0/+10 bars | tolérance constructeur | [6 empty] | Pressure sensors and gages |  |  | FALSE |  | Needle manometer [relative]
55 | CASS0080_Needle manometer [relative] | Needle manometer [relative] | CASS0080 |  | No | Pressure sensors and gages |  | DESACHY Jean-Luc | DESACHY Jean-Luc | PROTO #global area |  |  | DESACHY Jean-Luc | No | [20 empty] | No calibration status | 3 - Not affecting quality equipment |  |  |  | Pression | 0/+10 bars | tolérance constructeur | [6 empty] | Pressure sensors and gages |  |  | FALSE |  | Needle manometer [relative]
56 | CASS0081_Needle manometer [relative] | Needle manometer [relative] | CASS0081 |  | No | Pressure sensors and gages |  | DESACHY Jean-Luc | DESACHY Jean-Luc | PROTO #global area |  |  | DESACHY Jean-Luc | No | [20 empty] | No calibration status | 3 - Not affecting quality equipment |  |  |  | Pression | / | / | [6 empty] | Pressure sensors and gages |  |  | FALSE |  | Needle manometer [relative]
57 | CASS0082_Needle manometer [relative] | Needle manometer [relative] | CASS0082 |  | No | Pressure sensors and gages |  | DESACHY Jean-Luc | DESACHY Jean-Luc | PROTO #global area |  |  | DESACHY Jean-Luc | No | [20 empty] | No calibration status | 3 - Not affecting quality equipment |  |  |  | Pression | / | / | [6 empty] | Pressure sensors and gages |  |  | FALSE |  | Needle manometer [relative]
58 | CASS0083_Chiller | Chiller | CASS0083 |  | No |  |  | DESACHY Jean-Luc | DESACHY Jean-Luc | PROTO #global area |  |  | DESACHY Jean-Luc | No | [20 empty] | No calibration status | 3 - Not affecting quality equipment |  |  |  | Température | According Manufacturer SpecTo be defined | According Manufacturer SpecTo be defined | [9 empty] | FALSE |  | Chiller
59 | CASS0084_Laser | Laser | CASS0084 |  | No |  |  | DESACHY Jean-Luc | DESACHY Jean-Luc | PROTO #global area |  |  | DESACHY Jean-Luc | No | [20 empty] | No calibration status | 3 - Not affecting quality equipment |  |  |  | Dimensionnel | According Manufacturer SpecTo be defined | According Manufacturer SpecTo be defined | [9 empty] | FALSE |  | Laser
60 | CASS0085_Displacement sensor | Displacement sensor | CASS0085 |  | No |  |  | DESACHY Jean-Luc | DESACHY Jean-Luc | PROTO #global area |  |  | DESACHY Jean-Luc | No | [20 empty] | No calibration status | 3 - Not affecting quality equipment |  |  |  | Dimensionnel | / | / | [9 empty] | FALSE |  | Displacement sensor
61 | CASS0086_Needle manometer [relative] | Needle manometer [relative] | CASS0086 |  | No | Pressure sensors and gages |  | DESACHY Jean-Luc | DESACHY Jean-Luc | PROTO #global area |  |  | DESACHY Jean-Luc | No | [20 empty] | No calibration status | 3 - Not affecting quality equipment |  |  |  | Pression | / | / | [6 empty] | Pressure sensors and gages |  |  | FALSE |  | Needle manometer [relative]
62 | CASS0087_Needle manometer [relative] | Needle manometer [relative] | CASS0087 |  | No | Pressure sensors and gages |  | DESACHY Jean-Luc | DESACHY Jean-Luc | PROTO #global area |  |  | DESACHY Jean-Luc | No | [20 empty] | No calibration status | 3 - Not affecting quality equipment |  |  |  | Pression | According Manufacturer SpecTo be defined | According Manufacturer SpecTo be defined | [6 empty] | Pressure sensors and gages |  |  | FALSE |  | Needle manometer [relative]
63 | CASS0088_Temperature sensor [J] | Temperature sensor [J] | CASS0088 |  | No | Temperature sensors and gages |  | DESACHY Jean-Luc | DESACHY Jean-Luc | PROTO #global area |  |  | DESACHY Jean-Luc | No | [20 empty] | No calibration status | 3 - Not affecting quality equipment |  |  |  | Température | / | / | [6 empty] | Temperature sensors and gages |  |  | FALSE |  | Temperature sensor [J]
64 | CASS0089_Temperature sensor [J] | Temperature sensor [J] | CASS0089 |  | No | Temperature sensors and gages |  | DESACHY Jean-Luc | DESACHY Jean-Luc | PROTO #global area |  |  | DESACHY Jean-Luc | No | [20 empty] | No calibration status | 3 - Not affecting quality equipment |  |  |  | Température | / | / | [6 empty] | Temperature sensors and gages |  |  | FALSE |  | Temperature sensor [J]
65 | CASS0090_Temperature sensor [J] | Temperature sensor [J] | CASS0090 |  | No | Temperature sensors and gages |  | DESACHY Jean-Luc | DESACHY Jean-Luc | PROTO #global area |  |  | DESACHY Jean-Luc | No | [20 empty] | No calibration status | 3 - Not affecting quality equipment |  |  |  | Température | / | / | [6 empty] | Temperature sensors and gages |  |  | FALSE |  | Temperature sensor [J]
66 | CASS0091_Temperature sensor [J] | Temperature sensor [J] | CASS0091 |  | No | Temperature sensors and gages |  | DESACHY Jean-Luc | DESACHY Jean-Luc | PROTO #global area |  |  | DESACHY Jean-Luc | No | [20 empty] | No calibration status | 3 - Not affecting quality equipment |  |  |  | Température | / | / | [6 empty] | Temperature sensors and gages |  |  | FALSE |  | Temperature sensor [J]
67 | CASS0110_Leak detectors | Leak detectors | CASS0110 |  | No | Leak detectors |  | DESACHY Jean-Luc | DESACHY Jean-Luc | PROTO #global area |  |  | DESACHY Jean-Luc | No | [14 empty] | F520 | 173-4807 |  |  |  |  | Conform | 1 - Product quality and specific measurement equipment | 20/04/2023 00:00:00 |  |  | Pression | According Manufacturer SpecTo be defined | According Manufacturer SpecTo be defined | [6 empty] | Leak detectors |  |  | FALSE |  | Leak detectors |  |  | 20/04/2021 00:00:00 |  | 744
68 | CASS0111_Leak detectors | Leak detectors | CASS0111 |  | No | Leak detectors |  | DESACHY Jean-Luc | DESACHY Jean-Luc | PROTO #global area |  |  | DESACHY Jean-Luc | No | [14 empty] | F520 | 173-7884 |  |  |  |  | Conform | 1 - Product quality and specific measurement equipment | 20/04/2023 00:00:00 |  |  | Pression | According Manufacturer SpecTo be defined | According Manufacturer SpecTo be defined | [6 empty] | Leak detectors |  |  | FALSE |  | Leak detectors |  |  | 20/04/2021 00:00:00 |  | 744
69 | CASS0112_Pressure sensor | Pressure sensor | CASS0112 |  | No |  |  | DESACHY Jean-Luc | DESACHY Jean-Luc | PROTO #global area |  |  | DESACHY Jean-Luc | No | [20 empty] | Out of date | 1 - Product quality and specific measurement equipment | 04/07/2021 16:37:39 |  |  | Pression | 0/10 bar | ± 30 mbar | [9 empty] | FALSE |  | Pressure sensor |  |  | 04/07/2019 16:37:39 |  | 744
70 | CASS0113_Trigger torque spanner | Trigger torque spanner | CASS0113 |  | No |  |  | DESACHY Jean-Luc | DESACHY Jean-Luc | PROTO #global area |  |  | DESACHY Jean-Luc | No | [21 empty] | 1 - Product quality and specific measurement equipment |  |  |  | Couple | [11 empty] | FALSE |  | Trigger torque spanner
71 | CASS0114_Clampmeter | Clampmeter | CASS0114 |  | No |  |  | DESACHY Jean-Luc | DESACHY Jean-Luc | PROTO #global area |  |  | DESACHY Jean-Luc | No | [14 empty] | 322 | 20780597 |  |  |  |  | No calibration status | 3 - Not affecting quality equipment |  |  |  | Electricité | According Manufacturer SpecTo be defined | According Manufacturer SpecTo be defined | [9 empty] | FALSE |  | Clampmeter
72 | CASS0115_Trigger torque spanner | Trigger torque spanner | CASS0115 |  | No |  |  | DESACHY Jean-Luc | DESACHY Jean-Luc | PROTO #global area |  |  | DESACHY Jean-Luc | No | [14 empty] | DYK200 | [5 empty] | Conform | 1 - Product quality and specific measurement equipment | 26/07/2024 10:57:01 |  |  | Couple | 40/200 Nm | ± 4 % | [9 empty] | FALSE |  | Trigger torque spanner |  |  | 26/07/2022 10:57:01 |  | 744
73 | CASS0116_Calliper [vernier] | Calliper [vernier] | CASS0116 |  | No |  |  | DESACHY Jean-Luc | DESACHY Jean-Luc | PROTO #global area |  |  | DESACHY Jean-Luc | No | [20 empty] | No calibration status | 3 - Not affecting quality equipment |  |  |  | Dimensionnel | 0 / 150 mm | ± 0,01 mm | [9 empty] | FALSE |  | Calliper [vernier]
74 | CASS0117_Calliper [vernier] | Calliper [vernier] | CASS0117 |  | No |  |  | DESACHY Jean-Luc | DESACHY Jean-Luc | PROTO #global area |  |  | DESACHY Jean-Luc | No | [20 empty] | No calibration status | 3 - Not affecting quality equipment |  |  |  | Dimensionnel | 0 / 200 mm | ± 0,01 mm | [9 empty] | FALSE |  | Calliper [vernier]
75 | CASS0118_Calliper [vernier] | Calliper [vernier] | CASS0118 |  | No |  |  | DESACHY Jean-Luc | DESACHY Jean-Luc | PROTO #global area |  |  | DESACHY Jean-Luc | No | [20 empty] | No calibration status | 3 - Not affecting quality equipment |  |  |  | Dimensionnel | 0 / 300 mm | ± 0,01 mm | [9 empty] | FALSE |  | Calliper [vernier]
76 | CASS0119_Calliper [vernier] | Calliper [vernier] | CASS0119 |  | No |  |  | DESACHY Jean-Luc | DESACHY Jean-Luc | PROTO #global area |  |  | DESACHY Jean-Luc | No | [20 empty] | No calibration status | 3 - Not affecting quality equipment |  |  |  | Dimensionnel | 0 / 350 mm | ± 0,01 mm | [9 empty] | FALSE |  | Calliper [vernier]
77 | CASS0120_Depth gauge | Depth gauge | CASS0120 |  | No |  |  | DESACHY Jean-Luc | DESACHY Jean-Luc | PROTO #global area |  |  | DESACHY Jean-Luc | No | [20 empty] | No calibration status | 3 - Not affecting quality equipment |  |  |  | Dimensionnel | 0 / 300 mm | ± 0,01 mm | [9 empty] | FALSE |  | Depth gauge
78 | CASS0121_Micrometer Outside | Micrometer Outside | CASS0121 |  | No |  |  | DESACHY Jean-Luc | DESACHY Jean-Luc | PROTO #global area |  |  | DESACHY Jean-Luc | No | [20 empty] | No calibration status | 3 - Not affecting quality equipment |  |  |  | Dimensionnel | 0 / 90 | ± 0,1 mm | [9 empty] | FALSE |  | Micrometer Outside
79 | CASS0122_Micrometer Outside | Micrometer Outside | CASS0122 |  | No |  |  | DESACHY Jean-Luc | DESACHY Jean-Luc | PROTO #global area |  |  | DESACHY Jean-Luc | No | [20 empty] | No calibration status | 3 - Not affecting quality equipment |  |  |  | Dimensionnel | 75 / 100 mm | ± 0,01 mm | [9 empty] | FALSE |  | Micrometer Outside
80 | CASS0123_Micrometer Outside | Micrometer Outside | CASS0123 |  | No |  |  | DESACHY Jean-Luc | DESACHY Jean-Luc | PROTO #global area |  |  | DESACHY Jean-Luc | No | [20 empty] | No calibration status | 3 - Not affecting quality equipment |  |  |  | Dimensionnel | 50 / 75 mm | ± 0,01 mm | [9 empty] | FALSE |  | Micrometer Outside
81 | CASS0124_Micrometer Outside | Micrometer Outside | CASS0124 |  | No |  |  | DESACHY Jean-Luc | DESACHY Jean-Luc | PROTO #global area |  |  | DESACHY Jean-Luc | No | [20 empty] | Conform | 1 - Product quality and specific measurement equipment | 02/06/2023 00:00:00 |  |  | Dimensionnel | 25 / 50 mm | ± 0,01 mm | [9 empty] | FALSE |  | Micrometer Outside |  |  | 02/06/2021 00:00:00 |  | 744
82 | CASS0125_Micrometer Outside | Micrometer Outside | CASS0125 |  | No |  |  | DESACHY Jean-Luc | DESACHY Jean-Luc | PROTO #global area |  |  | DESACHY Jean-Luc | No | [20 empty] | Conform | 1 - Product quality and specific measurement equipment | 02/06/2023 00:00:00 |  |  | Dimensionnel | 0 / 25 mm | ± 0,01 mm | [9 empty] | FALSE |  | Micrometer Outside |  |  | 02/06/2021 00:00:00 |  | 744
83 | CASS0126_Trusquin | Trusquin | CASS0126 |  | No |  |  | DESACHY Jean-Luc | DESACHY Jean-Luc | PROTO #global area |  |  | DESACHY Jean-Luc | No | [20 empty] | No calibration status | 3 - Not affecting quality equipment |  |  |  | Dimensionnel | 0 / 300 mm | ± 0,050 mm | [9 empty] | FALSE |  | Trusquin
84 | CASS0127_Depth gauge | Depth gauge | CASS0127 |  | No |  |  | DESACHY Jean-Luc | DESACHY Jean-Luc | PROTO #global area |  |  | DESACHY Jean-Luc | No | [20 empty] | No calibration status | 3 - Not affecting quality equipment |  |  |  | Dimensionnel | 0 / 300 mm | ± 0,01 mm | [9 empty] | FALSE |  | Depth gauge
85 | CASS0129_Leak detector [H2] | Leak detector [H2] | CASS0129 |  | No | Leak detectors |  | DESACHY Jean-Luc | DESACHY Jean-Luc | PROTO #global area |  |  | DESACHY Jean-Luc | No | [14 empty] | TRACE 100 | 1305-TRACE100-000-003 |  |  |  |  | Out of date | 1 - Product quality and specific measurement equipment | 01/09/2022 00:00:00 |  |  | Pression | 200 ppm | ±20 ppm | [6 empty] | Leak detectors |  |  | FALSE |  | Leak detector [H2] |  |  | 01/09/2021 00:00:00 |  | 372
86 | CASS0130_Trigger torque spanner | Trigger torque spanner | CASS0130 |  | No |  |  | DESACHY Jean-Luc | DESACHY Jean-Luc | PROTO #global area |  |  | DESACHY Jean-Luc | No | [15 empty] | 2242329 | [5 empty] | 1 - Product quality and specific measurement equipment |  |  |  | Couple | 1/5 Nm | ±4% | [9 empty] | FALSE |  | Trigger torque spanner
87 | CASS0131_Needle manometer [relative] | Needle manometer [relative] | CASS0131 |  | No | Pressure sensors and gages |  | DESACHY Jean-Luc | DESACHY Jean-Luc | PROTO #global area |  |  | DESACHY Jean-Luc | No | [15 empty] | 150302781 | [5 empty] | 1 - Product quality and specific measurement equipment |  |  |  | Pression |  | -200 / 400 mbar | [6 empty] | Pressure sensors and gages |  |  | FALSE |  | Needle manometer [relative]
88 | CASS0132_Flowmeter | Flowmeter | CASS0132 |  | No |  |  | DESACHY Jean-Luc | DESACHY Jean-Luc | PROTO #global area |  |  | DESACHY Jean-Luc | No | [20 empty] | No calibration status | 3 - Not affecting quality equipment |  |  |  | Débit | According Manufacturer SpecTo be defined | According Manufacturer SpecTo be defined | [9 empty] | FALSE |  | Flowmeter
89 | CASS0133_Chronometer | Chronometer | CASS0133 |  | No |  |  | DESACHY Jean-Luc | DESACHY Jean-Luc | PROTO #global area |  |  | DESACHY Jean-Luc | No | [20 empty] | No calibration status | 3 - Not affecting quality equipment |  |  |  | Temps-Fréquence | 0/1 h | ± 1 s | [9 empty] | FALSE |  | Chronometer
90 | CASS0134_Needle manometer [relative] | Needle manometer [relative] | CASS0134 |  | No | Pressure sensors and gages |  | DESACHY Jean-Luc | DESACHY Jean-Luc | PROTO #global area |  |  | DESACHY Jean-Luc | No | [14 empty] | -200/400 MBAR | 125001491 | [5 empty] | 1 - Product quality and specific measurement equipment |  |  |  | Pression | -200 /+400 mbar | ± 9,6 mbar | [6 empty] | Pressure sensors and gages |  |  | FALSE |  | Needle manometer [relative]
91 | CASS0135_Lever Comparator | Lever Comparator | CASS0135 |  | No |  |  | DESACHY Jean-Luc | DESACHY Jean-Luc | PROTO #global area |  |  | DESACHY Jean-Luc | No | [20 empty] | No calibration status | 3 - Not affecting quality equipment |  |  |  | Dimensionnel | 0/0,8mm | ± 0,01 mm | [9 empty] | FALSE |  | Lever Comparator
92 | CASS0136_Insulation tester | Insulation tester | CASS0136 |  | No |  |  | DESACHY Jean-Luc | DESACHY Jean-Luc | PROTO #global area |  |  | DESACHY Jean-Luc | No | [20 empty] | Conforme | 1 - Product quality and specific measurement equipment |  |  |  | Electricité | According Manufacturer SpecTo be defined | According Manufacturer SpecTo be defined | [9 empty] | FALSE |  | Insulation tester
93 | CASS0137_Chronometer | Chronometer | CASS0137 |  | No |  |  | DESACHY Jean-Luc | DESACHY Jean-Luc | PROTO #global area |  |  | DESACHY Jean-Luc | No | [20 empty] | No calibration status | 3 - Not affecting quality equipment |  |  |  | Temps-Fréquence | 0/1 h | ± 1 s | [9 empty] | FALSE |  | Chronometer
94 | CASS0138_Chronometer | Chronometer | CASS0138 |  | No |  |  | DESACHY Jean-Luc | DESACHY Jean-Luc | PROTO #global area |  |  | DESACHY Jean-Luc | No | [20 empty] | Non-conforme | 1 - Product quality and specific measurement equipment |  |  |  | Temps-Fréquence | 0/1 h | ± 1 s | [9 empty] | FALSE |  | Chronometer
95 | CASS0139_Chronometer | Chronometer | CASS0139 |  | No |  |  | DESACHY Jean-Luc | DESACHY Jean-Luc | PROTO #global area |  |  | DESACHY Jean-Luc | No | [20 empty] | No calibration status | 3 - Not affecting quality equipment |  |  |  | Temps-Fréquence | 0/1 h | ± 1 s | [9 empty] | FALSE |  | Chronometer
96 | CASS0140_Chronometer | Chronometer | CASS0140 |  | No |  |  | DESACHY Jean-Luc | DESACHY Jean-Luc | PROTO #global area |  |  | DESACHY Jean-Luc | No | [21 empty] | 1 - Product quality and specific measurement equipment |  |  |  | Temps-Fréquence | 0/1 h | ± 1 s | [9 empty] | FALSE |  | Chronometer
97 | CASS0141_Chronometer | Chronometer | CASS0141 |  | No |  |  | DESACHY Jean-Luc | DESACHY Jean-Luc | PROTO #global area |  |  | DESACHY Jean-Luc | No | [20 empty] | No calibration status | 3 - Not affecting quality equipment |  |  |  | Temps-Fréquence | 0/1 h | ± 1 s | [9 empty] | FALSE |  | Chronometer
98 | CASS0142_Chronometer | Chronometer | CASS0142 |  | No |  |  | DESACHY Jean-Luc | DESACHY Jean-Luc | PROTO #global area |  |  | DESACHY Jean-Luc | No | [20 empty] | No calibration status | 3 - Not affecting quality equipment |  |  |  | Temps-Fréquence | 0/1 h | ± 1 s | [9 empty] | FALSE |  | Chronometer
99 | CASS0143_Chronometer | Chronometer | CASS0143 |  | No |  |  | DESACHY Jean-Luc | DESACHY Jean-Luc | PROTO #global area |  |  | DESACHY Jean-Luc | No | [20 empty] | No calibration status | 3 - Not affecting quality equipment |  |  |  | Temps-Fréquence | 0/1 h | ± 1 s | [9 empty] | FALSE |  | Chronometer
100 | CASS0144_Chronometer | Chronometer | CASS0144 |  | No |  |  | DESACHY Jean-Luc | DESACHY Jean-Luc | PROTO #global area |  |  | DESACHY Jean-Luc | No | [20 empty] | No calibration status | 3 - Not affecting quality equipment |  |  |  | Temps-Fréquence | 0/1 h | ± 1 s | [9 empty] | FALSE |  | Chronometer
101 | CASS0145_Angle propactor | Angle propactor | CASS0145 |  | No |  |  | DESACHY Jean-Luc | DESACHY Jean-Luc | PROTO #global area |  |  | DESACHY Jean-Luc | No | [20 empty] | No calibration status | 3 - Not affecting quality equipment |  |  |  | Dimensionnel | 0/180° | ±0,33 | [9 empty] | FALSE |  | Angle propactor
102 | CASS0146_Chronometer | Chronometer | CASS0146 |  | No |  |  | DESACHY Jean-Luc | DESACHY Jean-Luc | PROTO #global area |  |  | DESACHY Jean-Luc | No | [20 empty] | No calibration status | 3 - Not affecting quality equipment |  |  |  | Temps-Fréquence | 35 s | ± 0,13 s | [9 empty] | FALSE |  | Chronometer
103 | CASS0147_Flowmeter | Flowmeter | CASS0147 |  | No |  |  | DESACHY Jean-Luc | DESACHY Jean-Luc | PROTO #global area |  |  | DESACHY Jean-Luc | No | [14 empty] | F111B-500-AGD-22-E | M9203848A |  |  |  |  | No calibration status | 3 - Not affecting quality equipment |  |  |  | Débit | According Manufacturer SpecTo be defined | ± 6% | [9 empty] | FALSE |  | Flowmeter
104 | CASS0149_Débitmeter | Débitmeter | CASS0149 |  | No |  |  | DESACHY Jean-Luc | DESACHY Jean-Luc | PROTO #global area |  |  | DESACHY Jean-Luc | No | [20 empty] | Conform | 1 - Product quality and specific measurement equipment |  |  |  | Débit | According Manufacturer SpecTo be defined | ± 6% | [9 empty] | FALSE |  | Débitmeter |  |  | 09/05/2018 14:37:44 |  | 744
105 | CASS0150_Temperature sensor [J] | Temperature sensor [J] | CASS0150 |  | No | Temperature sensors and gages |  | DESACHY Jean-Luc | DESACHY Jean-Luc | PROTO #global area |  |  | DESACHY Jean-Luc | No | [20 empty] | No calibration status | 3 - Not affecting quality equipment |  |  |  | Température | / | / | [6 empty] | Temperature sensors and gages |  |  | FALSE |  | Temperature sensor [J]
106 | CASS0151_Multimeter | Multimeter | CASS0151 |  | No |  |  | DESACHY Jean-Luc | DESACHY Jean-Luc | PROTO #global area |  |  | DESACHY Jean-Luc | No | [20 empty] | Conform | 1 - Product quality and specific measurement equipment | 22/07/2024 11:43:24 |  |  | Electricité | According Manufacturer SpecTo be defined | According Manufacturer SpecTo be defined | [9 empty] | FALSE |  | Multimeter |  |  | 22/07/2022 11:43:24 |  | 744
107 | CASS0152_Multimeter | Multimeter | CASS0152 |  | No |  |  | DESACHY Jean-Luc | DESACHY Jean-Luc | PROTO #global area |  |  | DESACHY Jean-Luc | No | [14 empty] | DMM210 | 140426669 |  |  |  |  | Out of date | 1 - Product quality and specific measurement equipment | 11/12/2022 00:00:00 |  |  | Electricité | According Manufacturer SpecTo be defined | According Manufacturer SpecTo be defined | [9 empty] | FALSE |  | Multimeter |  |  | 11/12/2020 00:00:00 |  | 744
108 | CASS0153_Thermostatic chamber | Thermostatic chamber | CASS0153 |  | No |  |  | DESACHY Jean-Luc | DESACHY Jean-Luc | PROTO #global area |  |  | DESACHY Jean-Luc | No | [14 empty] | BM500 | 901412 | [5 empty] | 1 - Product quality and specific measurement equipment |  |  |  | Température | 40°C | +/- 3°C | [9 empty] | FALSE |  | Thermostatic chamber
109 | CASS0154_Thermostatic chamber | Thermostatic chamber | CASS0154 |  | No |  |  | DESACHY Jean-Luc | DESACHY Jean-Luc | PROTO #global area |  |  | DESACHY Jean-Luc | No | [20 empty] | No calibration status | 3 - Not affecting quality equipment |  |  |  | Température | / | / | [9 empty] | FALSE |  | Thermostatic chamber
110 | CASS0155_Temperature sensor [contact] | Temperature sensor [contact] | CASS0155 |  | No | Temperature sensors and gages |  | DESACHY Jean-Luc | DESACHY Jean-Luc | PROTO #global area |  |  | DESACHY Jean-Luc | No | [20 empty] | Conform | 1 - Product quality and specific measurement equipment | 02/06/2023 00:00:00 |  |  | Température | 40/300°C | ± 1°C | [6 empty] | Temperature sensors and gages |  |  | FALSE |  | Temperature sensor [contact] |  |  | 02/06/2021 00:00:00 |  | 744
111 | CASS0156_Temperature sensor [K] | Temperature sensor [K] | CASS0156 |  | No | Temperature sensors and gages |  | DESACHY Jean-Luc | DESACHY Jean-Luc | PROTO #global area |  |  | DESACHY Jean-Luc | No | [20 empty] | Non-conforme | 1 - Product quality and specific measurement equipment |  |  |  | Température | -40/+100 °C | ± 2 °C | [6 empty] | Temperature sensors and gages |  |  | FALSE |  | Temperature sensor [K]
112 | CASS0157_Chronometer | Chronometer | CASS0157 |  | No |  |  | DESACHY Jean-Luc | DESACHY Jean-Luc | PROTO #global area |  |  | DESACHY Jean-Luc | No | [14 empty] | / | / |  |  |  |  | Non-conforme | 1 - Product quality and specific measurement equipment |  |  |  | Temps-Fréquence | 0/1 h | ± 1 s | [9 empty] | FALSE |  | Chronometer
113 | CASS0158_Pressure sensor | Pressure sensor | CASS0158 |  | No |  |  | DESACHY Jean-Luc | DESACHY Jean-Luc | PROTO #global area |  |  | DESACHY Jean-Luc | No | [15 empty] | 4113393 |  |  |  |  | Non-conforme | 1 - Product quality and specific measurement equipment |  |  |  | Pression | -500/+500 mbar | ± 2 mbar | [9 empty] | FALSE |  | Pressure sensor
114 | CASS0159_NI 9215 [Module] | NI 9215 [Module] | CASS0159 |  | No | Acquisition module |  | DESACHY Jean-Luc | DESACHY Jean-Luc | PROTO #global area |  |  | DESACHY Jean-Luc | No | [14 empty] | NI 9215 | 1B8E66C0 |  |  |  |  | No calibration status | 3 - Not affecting quality equipment |  |  |  | Electricité | According Manufacturer SpecTo be defined | According Manufacturer SpecTo be defined | [6 empty] | Acquisition module |  |  | FALSE |  | NI 9215 [Module]
115 | CASS0160_NI 9211 [Module] | NI 9211 [Module] | CASS0160 |  | No | Acquisition module |  | DESACHY Jean-Luc | DESACHY Jean-Luc | PROTO #global area |  |  | DESACHY Jean-Luc | No | [14 empty] | NI 9211 | 1B8B761 |  |  |  |  | No calibration status | 3 - Not affecting quality equipment |  |  |  | Electricité | -80/80 mV | ± 0,06% RV | [6 empty] | Acquisition module |  |  | FALSE |  | NI 9211 [Module]
116 | CASS0161_NI 9174 [Frame] | NI 9174 [Frame] | CASS0161 |  | No | Acquisition module |  | DESACHY Jean-Luc | DESACHY Jean-Luc | PROTO #global area |  |  | DESACHY Jean-Luc | No | [14 empty] | NI CDAQ 9174 | 1B80838 | [5 empty] | 1 - Product quality and specific measurement equipment |  |  |  | Electricité | / | / | [6 empty] | Acquisition module |  |  | TRUE |  | NI 9174 [Frame]
117 | CASS0162_Temperature sensor [K] | Temperature sensor [K] | CASS0162 |  | No | Temperature sensors and gages |  | DESACHY Jean-Luc | DESACHY Jean-Luc | PROTO #global area |  |  | DESACHY Jean-Luc | No | [20 empty] | No calibration status | 3 - Not affecting quality equipment |  |  |  | Température | -40/+100 °C | ± 2 °C | [6 empty] | Temperature sensors and gages |  |  | FALSE |  | Temperature sensor [K]
118 | CASS0163_Temperature measurement chain | Temperature measurement chain | CASS0163 |  | No |  |  | DESACHY Jean-Luc | DESACHY Jean-Luc | PROTO #global area |  |  | DESACHY Jean-Luc | No | [20 empty] | No calibration status | 3 - Not affecting quality equipment |  |  |  | Température | -40/+125 °C | ± 1 °C | [9 empty] | FALSE |  | Temperature measurement chain
119 | CASS0164_Trigger torque spanner | Trigger torque spanner | CASS0164 |  | No |  |  | DESACHY Jean-Luc | DESACHY Jean-Luc | PROTO #global area |  |  | DESACHY Jean-Luc | No | [20 empty] | Conform | 1 - Product quality and specific measurement equipment | 22/08/2023 00:00:00 |  |  | Couple | 5/25Nm | ± 4 % | [9 empty] | FALSE |  | Trigger torque spanner |  |  | 22/08/2022 00:00:00 |  | 372
120 | CASS0165_Trigger torque spanner | Trigger torque spanner | CASS0165 |  | No |  |  | DESACHY Jean-Luc | DESACHY Jean-Luc | PROTO #global area |  |  | DESACHY Jean-Luc | No | [20 empty] | Out of date | 1 - Product quality and specific measurement equipment | 18/07/2022 00:00:00 |  |  | Couple | 40/200Nm | ± 6 % | [9 empty] | FALSE |  | Trigger torque spanner |  |  | 18/07/2019 00:00:00 |  | 1116
121 | CASS0166_Display Temperature | Display Temperature | CASS0166 |  | No |  |  | DESACHY Jean-Luc | DESACHY Jean-Luc | PROTO #global area |  |  | DESACHY Jean-Luc | No | [14 empty] | testo 925 | 337111083/511 |  |  |  |  | No calibration status | 3 - Not affecting quality equipment |  |  |  | Température | -50/1000°C | ± 1,5°C | [9 empty] | FALSE |  | Display Temperature
122 | CASS0167_Stabilized power-supply | Stabilized power-supply | CASS0167 |  | No | Power supply |  | DESACHY Jean-Luc | DESACHY Jean-Luc | PROTO #global area |  |  | DESACHY Jean-Luc | No | [20 empty] | No calibration status | 3 - Not affecting quality equipment |  |  |  | Electricité | According Manufacturer SpecTo be defined | According Manufacturer SpecTo be defined | [6 empty] | Power supply |  |  | FALSE |  | Stabilized power-supply
123 | CASS0168_Depth gauge | Depth gauge | CASS0168 |  | No |  |  | DESACHY Jean-Luc | DESACHY Jean-Luc | PROTO #global area |  |  | DESACHY Jean-Luc | No | [20 empty] | No calibration status | 3 - Not affecting quality equipment |  |  |  | Dimensionnel | 0/300 mm | ± 0,1 mm | [9 empty] | FALSE |  | Depth gauge
124 | CASS0169_Calliper [vernier] | Calliper [vernier] | CASS0169 |  | No |  |  | DESACHY Jean-Luc | DESACHY Jean-Luc | PROTO #global area |  |  | DESACHY Jean-Luc | No | [20 empty] | No calibration status | 3 - Not affecting quality equipment |  |  |  | Dimensionnel | 0/300mm | ± 0,1 mm | [9 empty] | FALSE |  | Calliper [vernier]
125 | CASS0170_Leak detectors | Leak detectors | CASS0170 |  | No | Leak detectors |  | DESACHY Jean-Luc | DESACHY Jean-Luc | PROTO #global area |  |  | DESACHY Jean-Luc | No | [15 empty] | 283-2284 |  |  |  |  | Conform | 1 - Product quality and specific measurement equipment | 26/04/2023 00:00:00 |  |  | Pression | According Manufacturer SpecTo be defined | According Manufacturer SpecTo be defined | [6 empty] | Leak detectors |  |  | FALSE |  | Leak detectors |  |  | 26/04/2021 00:00:00 |  | 744
126 | CASS0171_Screwing machine | Screwing machine | CASS0171 |  | No |  |  | DESACHY Jean-Luc | DESACHY Jean-Luc | PROTO #global area |  |  | DESACHY Jean-Luc | No | [15 empty] | A8740551 |  |  |  |  | Out of date | 1 - Product quality and specific measurement equipment | 08/12/2022 00:00:00 |  |  | Couple | According Manufacturer SpecTo be defined | According Manufacturer SpecTo be defined | [9 empty] | FALSE |  | Screwing machine |  |  | 08/12/2020 00:00:00 |  | 744
127 | CASS0172_Screwing machine | Screwing machine | CASS0172 |  | No |  |  | DESACHY Jean-Luc | DESACHY Jean-Luc | PROTO #global area |  |  | DESACHY Jean-Luc | No | [15 empty] | A8742093 | [5 empty] | 1 - Product quality and specific measurement equipment |  |  |  | Couple | According Manufacturer SpecTo be defined | According Manufacturer SpecTo be defined | [9 empty] | FALSE |  | Screwing machine
128 | CASS0173_/ | / | CASS0173 |  | No |  |  | DESACHY Jean-Luc | DESACHY Jean-Luc | PROTO #global area |  |  | DESACHY Jean-Luc | No | [15 empty] | Fisr F5200N |  |  |  |  | No calibration status | 3 - Not affecting quality equipment |  |  |  | / | / | / | [9 empty] | FALSE |  | /
129 | CASS0174_/ | / | CASS0174 |  | No |  |  | DESACHY Jean-Luc | DESACHY Jean-Luc | PROTO #global area |  |  | DESACHY Jean-Luc | No | [15 empty] | Fisr JBE-1113-LF |  |  |  |  | No calibration status | 3 - Not affecting quality equipment |  |  |  | / | / | / | [9 empty] | FALSE |  | /
130 | CASS0175_Temperature sensor [J] | Temperature sensor [J] | CASS0175 |  | No | Temperature sensors and gages |  | DESACHY Jean-Luc | DESACHY Jean-Luc | PROTO #global area |  |  | DESACHY Jean-Luc | No | [20 empty] | No calibration status | 3 - Not affecting quality equipment |  |  |  | Température | / | / | [6 empty] | Temperature sensors and gages |  |  | FALSE |  | Temperature sensor [J]
131 | CASS0176_Scale | Scale | CASS0176 |  | No |  |  | DESACHY Jean-Luc | DESACHY Jean-Luc | PROTO #global area |  |  | DESACHY Jean-Luc | No | [15 empty] | WD160057170 |  |  |  |  | Out of date | 1 - Product quality and specific measurement equipment | 11/01/2023 11:03:28 |  |  | Masse | 0/ 3Kg | ± 0,5g | [9 empty] | FALSE |  | Scale |  |  | 11/01/2021 11:03:28 |  | 744
132 | CASS0177_Stabilized power-supply | Stabilized power-supply | CASS0177 |  | No | Power supply |  | DESACHY Jean-Luc | DESACHY Jean-Luc | PROTO #global area |  |  | DESACHY Jean-Luc | No | [20 empty] | No calibration status | 3 - Not affecting quality equipment |  |  |  | Electricité | Approach Device | Approach Device | [6 empty] | Power supply |  |  | FALSE |  | Stabilized power-supply
133 | CASS0178_Stabilized power-supply | Stabilized power-supply | CASS0178 |  | No | Power supply |  | DESACHY Jean-Luc | DESACHY Jean-Luc | PROTO #global area |  |  | DESACHY Jean-Luc | No | [20 empty] | No calibration status | 3 - Not affecting quality equipment |  |  |  | Electricité | Approach Device | Approach Device | [6 empty] | Power supply |  |  | FALSE |  | Stabilized power-supply
134 | CASS0179_Flowmeter | Flowmeter | CASS0179 |  | No |  |  | DESACHY Jean-Luc | DESACHY Jean-Luc | PROTO #global area |  |  | DESACHY Jean-Luc | No | [15 empty] | 01B70900073 | [5 empty] | 3 - Not affecting quality equipment |  |  |  | Débit | According Manufacturer SpecTo be defined | According Manufacturer SpecTo be defined | [9 empty] | FALSE |  | Flowmeter
135 | CASS0180_Calliper [vernier] | Calliper [vernier] | CASS0180 |  | No |  |  | DESACHY Jean-Luc | DESACHY Jean-Luc | PROTO #global area |  |  | DESACHY Jean-Luc | No | [15 empty] | 314810 |  |  |  |  | No calibration status | 3 - Not affecting quality equipment |  |  |  | Dimensionnel | 0 / 150 mm | ± 0,020 mm | [9 empty] | FALSE |  | Calliper [vernier]
136 | CASS0181_Electronic torque wrench | Electronic torque wrench | CASS0181 |  | No | Torque wrench |  | DESACHY Jean-Luc | DESACHY Jean-Luc | PROTO #global area |  |  | DESACHY Jean-Luc | No | [14 empty] | E306-30D | T 12 0039 |  |  |  |  | Conform | 1 - Product quality and specific measurement equipment | 07/06/2025 10:20:30 |  |  | Couple | 6/30 Nm | ± 2% | [6 empty] | Torque wrench |  |  | FALSE |  | Electronic torque wrench |  |  | 07/06/2022 10:20:30 |  | 1116
137 | CASS0182_Temperature sensor [contact] | Temperature sensor [contact] | CASS0182 |  | No | Temperature sensors and gages |  | DESACHY Jean-Luc | DESACHY Jean-Luc | PROTO #global area |  |  | DESACHY Jean-Luc | No | [14 empty] | 905T2 | 41731258 | [5 empty] | 1 - Product quality and specific measurement equipment |  |  |  | Température | 15/300°C | ± 1°C | [6 empty] | Temperature sensors and gages |  |  | FALSE |  | Temperature sensor [contact]
138 | CASS0183_Temperature sensor [contact] | Temperature sensor [contact] | CASS0183 |  | No | Temperature sensors and gages |  | DESACHY Jean-Luc | DESACHY Jean-Luc | PROTO #global area |  |  | DESACHY Jean-Luc | No | [14 empty] | 905T2 | 41731281 |  |  |  |  | Conform | 1 - Product quality and specific measurement equipment | 08/03/2024 00:00:00 |  |  | Température | 15/300°C | ± 1°C | [6 empty] | Temperature sensors and gages |  |  | FALSE |  | Temperature sensor [contact] |  |  | 08/03/2022 00:00:00 |  | 744
139 | CASS0184_Digital manometer | Digital manometer | CASS0184 |  | No | Pressure sensors and gages |  | DESACHY Jean-Luc | DESACHY Jean-Luc | PROTO #global area |  |  | DESACHY Jean-Luc | No | [14 empty] | LEO3 | 64942 |  |  |  |  | Conform | 1 - Product quality and specific measurement equipment | 27/04/2024 00:00:00 |  |  | Pression | -1/+10 bar | ± 10 mbar | [6 empty] | Pressure sensors and gages |  |  | FALSE |  | Digital manometer |  |  | 27/04/2022 00:00:00 |  | 744
140 | CASS0185_Multimeter | Multimeter | CASS0185 |  | No |  |  | DESACHY Jean-Luc | DESACHY Jean-Luc | PROTO #global area |  |  | DESACHY Jean-Luc | No | [14 empty] | FLUKE 115 | 40372588WS |  |  |  |  | Conform | 1 - Product quality and specific measurement equipment | 27/04/2024 00:00:00 |  |  | Electricité | gammes constructeur | tolérance constructeur | [9 empty] | FALSE |  | Multimeter |  |  | 27/04/2022 00:00:00 |  | 744
141 | CASS0186_Digital calliper | Digital calliper | CASS0186 |  | No |  |  | DESACHY Jean-Luc | DESACHY Jean-Luc | PROTO #global area |  |  | DESACHY Jean-Luc | No | [14 empty] | 1300E. PB | GK304260 |  |  |  |  | No calibration status | 3 - Not affecting quality equipment |  |  |  | Dimensionnel | 0 / 150 mm | ± 0,01 mm | [9 empty] | FALSE |  | Digital calliper
142 | CASS0187_Digital calliper | Digital calliper | CASS0187 |  | No |  |  | DESACHY Jean-Luc | DESACHY Jean-Luc | PROTO #global area |  |  | DESACHY Jean-Luc | No | [14 empty] | 1300E. PB | GK315579 |  |  |  |  | No calibration status | 3 - Not affecting quality equipment |  |  |  | Dimensionnel | 0 / 150 mm | ± 0,01 mm | [9 empty] | FALSE |  | Digital calliper
143 | CASS0188_Digital calliper | Digital calliper | CASS0188 |  | No |  |  | DESACHY Jean-Luc | DESACHY Jean-Luc | PROTO #global area |  |  | DESACHY Jean-Luc | No | [14 empty] | 1300E. PB | GK315684 |  |  |  |  | No calibration status | 3 - Not affecting quality equipment |  |  |  | Dimensionnel | 0 / 150 mm | ± 0,01 mm | [9 empty] | FALSE |  | Digital calliper
144 | CASS0189_Ring standard | Ring standard | CASS0189 |  | No |  |  | DESACHY Jean-Luc | DESACHY Jean-Luc | PROTO #global area |  |  | DESACHY Jean-Luc | No | [14 empty] | / | / |  |  |  |  | No calibration status | 3 - Not affecting quality equipment |  |  |  | Dimensionnel | 64,001 mm | ± 0,01 mm | [9 empty] | FALSE |  | Ring standard
145 | CASS0190_Ring standard | Ring standard | CASS0190 |  | No |  |  | DESACHY Jean-Luc | DESACHY Jean-Luc | PROTO #global area |  |  | DESACHY Jean-Luc | No | [14 empty] | / | / |  |  |  |  | No calibration status | 3 - Not affecting quality equipment |  |  |  | Dimensionnel | 75,0006 mm | ± 0,01 mm | [9 empty] | FALSE |  | Ring standard
146 | CASS0191_Micrometer outside | Micrometer outside | CASS0191 |  | No |  |  | DESACHY Jean-Luc | DESACHY Jean-Luc | PROTO #global area |  |  | DESACHY Jean-Luc | No | [15 empty] | / |  |  |  |  | No calibration status | 3 - Not affecting quality equipment |  |  |  | Dimensionnel | 51/ 77 mm | ± 0,01 mm | [9 empty] | FALSE |  | Micrometer outside
147 | CASS0192_Electronic torque wrench | Electronic torque wrench | CASS0192 |  | No | Torque wrench |  | DESACHY Jean-Luc | DESACHY Jean-Luc | PROTO #global area |  |  | DESACHY Jean-Luc | No | [14 empty] | DYLC-200 | 174901 |  |  |  |  | Conform | 1 - Product quality and specific measurement equipment | 26/07/2024 15:03:24 |  |  | Couple | 20/200 N.m | ±4% | [6 empty] | Torque wrench |  |  | FALSE |  | Electronic torque wrench |  |  | 26/07/2022 15:03:24 |  | 744
148 | CASS0193_Stabilized power-supply | Stabilized power-supply | CASS0193 |  | No | Power supply |  | DESACHY Jean-Luc | DESACHY Jean-Luc | PROTO #global area |  |  | DESACHY Jean-Luc | No | [15 empty] | / |  |  |  |  | No calibration status | 3 - Not affecting quality equipment |  |  |  | Electricité | Approach Device | Approach Device | [6 empty] | Power supply |  |  | FALSE |  | Stabilized power-supply
149 | CASS0194_Calliper [vernier] | Calliper [vernier] | CASS0194 |  | No |  |  | DESACHY Jean-Luc | DESACHY Jean-Luc | PROTO #global area |  |  | DESACHY Jean-Luc | No | [20 empty] | No calibration status | 3 - Not affecting quality equipment |  |  |  | Dimensionnel | Approach Device | Approach Device | [9 empty] | FALSE |  | Calliper [vernier]
150 | CASS0195_Digital calliper | Digital calliper | CASS0195 |  | No |  |  | DESACHY Jean-Luc | DESACHY Jean-Luc | PROTO #global area |  |  | DESACHY Jean-Luc | No | [14 empty] | CDN-P30PMX | 37041 |  |  |  |  | No calibration status | 3 - Not affecting quality equipment |  |  |  | Dimensionnel | Approach Device | Approach Device | [9 empty] | FALSE |  | Digital calliper
151 | CASS0196_V.A.T | V.A.T | CASS0196 |  | No |  |  | DESACHY Jean-Luc | DESACHY Jean-Luc | PROTO #global area |  |  | DESACHY Jean-Luc | No | [14 empty] | CA 762 | [5 empty] | No calibration status | 3 - Not affecting quality equipment |  |  |  | Electrique | Approach Device | Approach Device | [9 empty] | FALSE |  | V.A.T
152 | CASS0197_Gauge block | Gauge block | CASS0197 |  | No | Standard gages |  | DESACHY Jean-Luc | DESACHY Jean-Luc | PROTO #global area |  |  | DESACHY Jean-Luc | No | [20 empty] | No calibration status | 3 - Not affecting quality equipment |  |  |  | Dimensionnel | Approach Device | Approach Device | [6 empty] | Standard gages |  |  | FALSE |  | Gauge block
153 | CASS0198_Temperature sensor [K] | Temperature sensor [K] | CASS0198 |  | No |  |  | DESACHY Jean-Luc | DESACHY Jean-Luc | PROTO #global area |  |  | DESACHY Jean-Luc | No | [20 empty] | Non-conforme | 1 - Product quality and specific measurement equipment |  |  |  | Température | 0/ 100 °C | ±2 °C | [9 empty] | TRUE |  | Temperature sensor [K]
154 | CASS0199_Temperature sensor [K] | Temperature sensor [K] | CASS0199 |  | No |  |  | DESACHY Jean-Luc | DESACHY Jean-Luc | PROTO #global area |  |  | DESACHY Jean-Luc | No | [20 empty] | Non-conforme | 1 - Product quality and specific measurement equipment |  |  |  | Température | 0/ 100 °C | ±2 °C | [9 empty] | TRUE |  | Temperature sensor [K]
155 | CASS0200_Force sensor | Force sensor | CASS0200 |  | No |  |  | DESACHY Jean-Luc | DESACHY Jean-Luc | PROTO #global area |  |  | DESACHY Jean-Luc | No | [14 empty] | LC 301 TCS | 2665 |  |  |  |  | No calibration status | 3 - Not affecting quality equipment |  |  |  | Force | Approach Device | Approach Device | [9 empty] | FALSE |  | Force sensor
156 | CASS0201_Force sensor | Force sensor | CASS0201 |  | No |  |  | DESACHY Jean-Luc | DESACHY Jean-Luc | PROTO #global area |  |  | DESACHY Jean-Luc | No | [14 empty] | LC 301 TCS | 2666 |  |  |  |  | No calibration status | 3 - Not affecting quality equipment |  |  |  | Force | Approach Device | Approach Device | [9 empty] | FALSE |  | Force sensor
157 | CASS0202_Multimeter | Multimeter | CASS0202 |  | No |  |  | DESACHY Jean-Luc | DESACHY Jean-Luc | PROTO #global area |  |  | DESACHY Jean-Luc | No | [14 empty] | HM8118 | 3594.4821.02 |  |  |  |  | No calibration status | 3 - Not affecting quality equipment |  |  |  | Electricité | Approach Device | Approach Device | [9 empty] | FALSE |  | Multimeter
158 | CASS0203_Scale [0,5kg] | Scale [0,5kg] | CASS0203 |  | No | Scale [<20kg] |  | DESACHY Jean-Luc | DESACHY Jean-Luc | PROTO #global area |  |  | DESACHY Jean-Luc | No | [14 empty] | kb 200-2n | W2003811 | [5 empty] | 1 - Product quality and specific measurement equipment |  |  |  | Masse | 1/ 500 g | ±0,1 g | [6 empty] | Scale [<20kg] |  |  | FALSE |  | Scale [0,5kg]
159 | CASS0204_Megaohmmeter | Megaohmmeter | CASS0204 |  | No | Ohmmeter |  | DESACHY Jean-Luc | DESACHY Jean-Luc | PROTO #global area |  |  | DESACHY Jean-Luc | No | [14 empty] | mit430/2 | 1006340102105520 |  |  |  |  | Conform | 1 - Product quality and specific measurement equipment | 06/05/2024 00:00:00 |  |  | Electricité | According Manufacturer Spec | ±3 %RV | [6 empty] | Ohmmeter |  |  | FALSE |  | Megaohmmeter |  |  | 06/05/2021 00:00:00 |  | 1116
160 | CASS0205_screwing machine | screwing machine | CASS0205 |  | No |  |  | DESACHY Jean-Luc | DESACHY Jean-Luc | PROTO #global area |  |  | DESACHY Jean-Luc | No | [21 empty] | 1 - Product quality and specific measurement equipment |  |  |  | Couple | According Manufacturer SpecTo be defined | According Manufacturer SpecTo be defined | [9 empty] | FALSE |  | screwing machine
161 | CASS0206_Leak detectors | Leak detectors | CASS0206 |  | No | Leak detectors |  | DESACHY Jean-Luc | DESACHY Jean-Luc | PROTO #global area |  |  | DESACHY Jean-Luc | No | [14 empty] | F520 | [6 empty] | 1 - Product quality and specific measurement equipment |  |  |  | Pression | According Manufacturer SpecTo be defined | According Manufacturer SpecTo be defined | [6 empty] | Leak detectors |  |  | FALSE |  | Leak detectors
162 | CASS0207_Temperature sensor [contact] | Temperature sensor [contact] | CASS0207 |  | No | Temperature sensors and gages |  | DESACHY Jean-Luc | DESACHY Jean-Luc | PROTO #global area |  |  | DESACHY Jean-Luc | No | [14 empty] | 905-T2 | 41763571 |  |  |  |  | Conform | 1 - Product quality and specific measurement equipment | 28/12/2023 00:00:00 |  |  | Température | 0/300°C | ± 1°C | [6 empty] | Temperature sensors and gages |  |  | FALSE |  | Temperature sensor [contact] |  |  | 28/12/2021 00:00:00 |  | 744
163 | CASS0208_Temperature sensor [contact] | Temperature sensor [contact] | CASS0208 |  | No | Temperature sensors and gages |  | DESACHY Jean-Luc | DESACHY Jean-Luc | PROTO #global area |  |  | DESACHY Jean-Luc | No | [14 empty] | 905-T2 | 41763565 |  |  |  |  | Out of date | 1 - Product quality and specific measurement equipment | 28/12/2022 00:00:00 |  |  | Température | 0/300°C | ± 1°C | [6 empty] | Temperature sensors and gages |  |  | FALSE |  | Temperature sensor [contact] |  |  | 28/12/2021 00:00:00 |  | 372
164 | CASS0209_Multimeter | Multimeter | CASS0209 |  | No |  |  | DESACHY Jean-Luc | DESACHY Jean-Luc | PROTO #global area |  |  | DESACHY Jean-Luc | No | [20 empty] | No calibration status | 3 - Not affecting quality equipment |  |  |  | Electricité |  | / | [9 empty] | FALSE |  | Multimeter
165 | CBMG0001_Temperature sensor [J] | Temperature sensor [J] | CBMG0001 |  | No | Temperature sensors and gages |  | DESACHY Jean-Luc | DESACHY Jean-Luc |  |  |  | DESACHY Jean-Luc | No | [20 empty] | No calibration status | 3 - Not affecting quality equipment |  |  |  | Température | 180°C /+200 °C | ± 7 °C | [6 empty] | Temperature sensors and gages |  |  | FALSE |  | Temperature sensor [J]
166 | CBMG0002_Temperature sensor [J] | Temperature sensor [J] | CBMG0002 |  | No | Temperature sensors and gages |  | DESACHY Jean-Luc | DESACHY Jean-Luc |  |  |  | DESACHY Jean-Luc | No | [20 empty] | No calibration status | 3 - Not affecting quality equipment |  |  |  | Température | 180°C /+200 °C | ± 7 °C | [6 empty] | Temperature sensors and gages |  |  | FALSE |  | Temperature sensor [J]
167 | CBMG0003_Temperature sensor [J] | Temperature sensor [J] | CBMG0003 |  | No | Temperature sensors and gages |  | DESACHY Jean-Luc | DESACHY Jean-Luc |  |  |  | DESACHY Jean-Luc | No | [20 empty] | No calibration status | 3 - Not affecting quality equipment |  |  |  | Température | 180°C /+200 °C | ± 7 °C | [6 empty] | Temperature sensors and gages |  |  | FALSE |  | Temperature sensor [J]
168 | CBMG0004_Temperature sensor [J] | Temperature sensor [J] | CBMG0004 |  | No | Temperature sensors and gages |  | DESACHY Jean-Luc | DESACHY Jean-Luc |  |  |  | DESACHY Jean-Luc | No | [20 empty] | No calibration status | 3 - Not affecting quality equipment |  |  |  | Température | 180°C /+200 °C | ± 7 °C | [6 empty] | Temperature sensors and gages |  |  | FALSE |  | Temperature sensor [J]
169 | CBMG0005_Temperature sensor [J] | Temperature sensor [J] | CBMG0005 |  | No | Temperature sensors and gages |  | DESACHY Jean-Luc | DESACHY Jean-Luc |  |  |  | DESACHY Jean-Luc | No | [20 empty] | No calibration status | 3 - Not affecting quality equipment |  |  |  | Température | 180°C /+200 °C | ± 7 °C | [6 empty] | Temperature sensors and gages |  |  | FALSE |  | Temperature sensor [J]
170 | CBMG0006_Temperature sensor [J] | Temperature sensor [J] | CBMG0006 |  | No | Temperature sensors and gages |  | DESACHY Jean-Luc | DESACHY Jean-Luc |  |  |  | DESACHY Jean-Luc | No | [21 empty] | 1 - Product quality and specific measurement equipment |  |  |  | Température | 180°C /+200 °C | ± 7 °C | [6 empty] | Temperature sensors and gages |  |  | FALSE |  | Temperature sensor [J]
171 | CBMG0007_Temperature sensor [J] | Temperature sensor [J] | CBMG0007 |  | No | Temperature sensors and gages |  | DESACHY Jean-Luc | DESACHY Jean-Luc |  |  |  | DESACHY Jean-Luc | No | [20 empty] | No calibration status | 3 - Not affecting quality equipment |  |  |  | Température | 180°C /+200 °C | ± 7 °C | [6 empty] | Temperature sensors and gages |  |  | FALSE |  | Temperature sensor [J]
172 | CBMG0008_Temperature sensor [J] | Temperature sensor [J] | CBMG0008 |  | No | Temperature sensors and gages |  | DESACHY Jean-Luc | DESACHY Jean-Luc |  |  |  | DESACHY Jean-Luc | No | [20 empty] | No calibration status | 3 - Not affecting quality equipment |  |  |  | Température | 180°C /+200 °C | ± 7 °C | [6 empty] | Temperature sensors and gages |  |  | FALSE |  | Temperature sensor [J]
173 | CBMG0009_Temperature sensor [J] | Temperature sensor [J] | CBMG0009 |  | No | Temperature sensors and gages |  | DESACHY Jean-Luc | DESACHY Jean-Luc |  |  |  | DESACHY Jean-Luc | No | [20 empty] | No calibration status | 3 - Not affecting quality equipment |  |  |  | Température | 180°C /+200 °C | ± 7 °C | [6 empty] | Temperature sensors and gages |  |  | FALSE |  | Temperature sensor [J]
174 | CBMG0010_Temperature sensor [J] | Temperature sensor [J] | CBMG0010 |  | No | Temperature sensors and gages |  | DESACHY Jean-Luc | DESACHY Jean-Luc |  |  |  | DESACHY Jean-Luc | No | [20 empty] | No calibration status | 3 - Not affecting quality equipment |  |  |  | Température | 180°C /+200 °C | ± 7 °C | [6 empty] | Temperature sensors and gages |  |  | FALSE |  | Temperature sensor [J]
175 | CBMG0011_Temperature sensor [J] | Temperature sensor [J] | CBMG0011 |  | No | Temperature sensors and gages |  | DESACHY Jean-Luc | DESACHY Jean-Luc |  |  |  | DESACHY Jean-Luc | No | [20 empty] | No calibration status | 3 - Not affecting quality equipment |  |  |  | Température | 180°C /+200 °C | ± 7 °C | [6 empty] | Temperature sensors and gages |  |  | FALSE |  | Temperature sensor [J]
176 | CBMG0012_Temperature sensor [J] | Temperature sensor [J] | CBMG0012 |  | No | Temperature sensors and gages |  | DESACHY Jean-Luc | DESACHY Jean-Luc |  |  |  | DESACHY Jean-Luc | No | [20 empty] | No calibration status | 3 - Not affecting quality equipment |  |  |  | Température | 180°C /+200 °C | ± 7 °C | [6 empty] | Temperature sensors and gages |  |  | FALSE |  | Temperature sensor [J]
177 | CBMG0013_Temperature sensor [J] | Temperature sensor [J] | CBMG0013 |  | No | Temperature sensors and gages |  | DESACHY Jean-Luc | DESACHY Jean-Luc |  |  |  | DESACHY Jean-Luc | No | [20 empty] | No calibration status | 3 - Not affecting quality equipment |  |  |  | Température | 180°C /+200 °C | ± 7 °C | [6 empty] | Temperature sensors and gages |  |  | FALSE |  | Temperature sensor [J]
178 | CBMG0014_Temperature sensor [J] | Temperature sensor [J] | CBMG0014 |  | No | Temperature sensors and gages |  | DESACHY Jean-Luc | DESACHY Jean-Luc |  |  |  | DESACHY Jean-Luc | No | [20 empty] | No calibration status | 3 - Not affecting quality equipment |  |  |  | Température | 180°C /+200 °C | ± 7 °C | [6 empty] | Temperature sensors and gages |  |  | FALSE |  | Temperature sensor [J]
179 | CBMG0015_Temperature sensor [J] | Temperature sensor [J] | CBMG0015 |  | No | Temperature sensors and gages |  | DESACHY Jean-Luc | DESACHY Jean-Luc |  |  |  | DESACHY Jean-Luc | No | [20 empty] | No calibration status | 3 - Not affecting quality equipment |  |  |  | Température | 180°C /+200 °C | ± 7 °C | [6 empty] | Temperature sensors and gages |  |  | FALSE |  | Temperature sensor [J]
180 | CBMG0016_Temperature sensor [J] | Temperature sensor [J] | CBMG0016 |  | No | Temperature sensors and gages |  | DESACHY Jean-Luc | DESACHY Jean-Luc |  |  |  | DESACHY Jean-Luc | No | [20 empty] | No calibration status | 3 - Not affecting quality equipment |  |  |  | Température | 180°C /+200 °C | ± 7 °C | [6 empty] | Temperature sensors and gages |  |  | FALSE |  | Temperature sensor [J]
181 | CBMG0017_Temperature sensor [J] | Temperature sensor [J] | CBMG0017 |  | No | Temperature sensors and gages |  | DESACHY Jean-Luc | DESACHY Jean-Luc |  |  |  | DESACHY Jean-Luc | No | [20 empty] | No calibration status | 3 - Not affecting quality equipment |  |  |  | Température | 180°C /+200 °C | ± 7 °C | [6 empty] | Temperature sensors and gages |  |  | FALSE |  | Temperature sensor [J]
182 | CBMG0018_Temperature sensor [J] | Temperature sensor [J] | CBMG0018 |  | No | Temperature sensors and gages |  | DESACHY Jean-Luc | DESACHY Jean-Luc |  |  |  | DESACHY Jean-Luc | No | [20 empty] | No calibration status | 3 - Not affecting quality equipment |  |  |  | Température | 180°C /+200 °C | ± 7 °C | [6 empty] | Temperature sensors and gages |  |  | FALSE |  | Temperature sensor [J]
183 | CBMG0019_Temperature sensor [J] | Temperature sensor [J] | CBMG0019 |  | No | Temperature sensors and gages |  | DESACHY Jean-Luc | DESACHY Jean-Luc |  |  |  | DESACHY Jean-Luc | No | [20 empty] | No calibration status | 3 - Not affecting quality equipment |  |  |  | Température | 180°C /+200 °C | ± 7 °C | [6 empty] | Temperature sensors and gages |  |  | FALSE |  | Temperature sensor [J]
184 | CBMG0020_Temperature sensor [J] | Temperature sensor [J] | CBMG0020 |  | No | Temperature sensors and gages |  | DESACHY Jean-Luc | DESACHY Jean-Luc |  |  |  | DESACHY Jean-Luc | No | [20 empty] | No calibration status | 3 - Not affecting quality equipment |  |  |  | Température | 180°C /+200 °C | ± 7 °C | [6 empty] | Temperature sensors and gages |  |  | FALSE |  | Temperature sensor [J]
185 | CBMG0021_Temperature sensor [J] | Temperature sensor [J] | CBMG0021 |  | No | Temperature sensors and gages |  | DESACHY Jean-Luc | DESACHY Jean-Luc |  |  |  | DESACHY Jean-Luc | No | [20 empty] | No calibration status | 3 - Not affecting quality equipment |  |  |  | Température | 180°C /+200 °C | ± 7 °C | [6 empty] | Temperature sensors and gages |  |  | FALSE |  | Temperature sensor [J]
186 | CBMG0022_Temperature sensor [J] | Temperature sensor [J] | CBMG0022 |  | No | Temperature sensors and gages |  | DESACHY Jean-Luc | DESACHY Jean-Luc |  |  |  | DESACHY Jean-Luc | No | [20 empty] | No calibration status | 3 - Not affecting quality equipment |  |  |  | Température | 180°C /+200 °C | ± 7 °C | [6 empty] | Temperature sensors and gages |  |  | FALSE |  | Temperature sensor [J]
187 | CBMG0023_Temperature sensor [J] | Temperature sensor [J] | CBMG0023 |  | No | Temperature sensors and gages |  | DESACHY Jean-Luc | DESACHY Jean-Luc |  |  |  | DESACHY Jean-Luc | No | [20 empty] | No calibration status | 3 - Not affecting quality equipment |  |  |  | Température | 180°C /+200 °C | ± 7 °C | [6 empty] | Temperature sensors and gages |  |  | FALSE |  | Temperature sensor [J]
188 | CBMG0024_Temperature sensor [J] | Temperature sensor [J] | CBMG0024 |  | No | Temperature sensors and gages |  | DESACHY Jean-Luc | DESACHY Jean-Luc |  |  |  | DESACHY Jean-Luc | No | [20 empty] | No calibration status | 3 - Not affecting quality equipment |  |  |  | Température | 180°C /+200 °C | ± 7 °C | [6 empty] | Temperature sensors and gages |  |  | FALSE |  | Temperature sensor [J]
189 | CBMG0025_Temperature sensor [J] | Temperature sensor [J] | CBMG0025 |  | No | Temperature sensors and gages |  | DESACHY Jean-Luc | DESACHY Jean-Luc |  |  |  | DESACHY Jean-Luc | No | [20 empty] | No calibration status | 3 - Not affecting quality equipment |  |  |  | Température | 180°C /+200 °C | ± 7 °C | [6 empty] | Temperature sensors and gages |  |  | FALSE |  | Temperature sensor [J]
190 | CBMG0026_Temperature sensor [J] | Temperature sensor [J] | CBMG0026 |  | No | Temperature sensors and gages |  | DESACHY Jean-Luc | DESACHY Jean-Luc |  |  |  | DESACHY Jean-Luc | No | [20 empty] | No calibration status | 3 - Not affecting quality equipment |  |  |  | Température | 180°C /+200 °C | ± 7 °C | [6 empty] | Temperature sensors and gages |  |  | FALSE |  | Temperature sensor [J]
191 | CBMG0027_Temperature sensor [J] | Temperature sensor [J] | CBMG0027 |  | No | Temperature sensors and gages |  | DESACHY Jean-Luc | DESACHY Jean-Luc |  |  |  | DESACHY Jean-Luc | No | [20 empty] | No calibration status | 3 - Not affecting quality equipment |  |  |  | Température | 180°C /+200 °C | ± 7 °C | [6 empty] | Temperature sensors and gages |  |  | FALSE |  | Temperature sensor [J]
192 | CBMG0028_Temperature sensor [J] | Temperature sensor [J] | CBMG0028 |  | No | Temperature sensors and gages |  | DESACHY Jean-Luc | DESACHY Jean-Luc |  |  |  | DESACHY Jean-Luc | No | [20 empty] | No calibration status | 3 - Not affecting quality equipment |  |  |  | Température | 180°C /+200 °C | ± 7 °C | [6 empty] | Temperature sensors and gages |  |  | FALSE |  | Temperature sensor [J]
193 | CBMG0029_Temperature sensor [J] | Temperature sensor [J] | CBMG0029 |  | No | Temperature sensors and gages |  | DESACHY Jean-Luc | DESACHY Jean-Luc |  |  |  | DESACHY Jean-Luc | No | [20 empty] | No calibration status | 3 - Not affecting quality equipment |  |  |  | Température | 180°C /+200 °C | ± 7 °C | [6 empty] | Temperature sensors and gages |  |  | FALSE |  | Temperature sensor [J]
194 | CBMG0030_Temperature sensor [J] | Temperature sensor [J] | CBMG0030 |  | No | Temperature sensors and gages |  | DESACHY Jean-Luc | DESACHY Jean-Luc |  |  |  | DESACHY Jean-Luc | No | [20 empty] | No calibration status | 3 - Not affecting quality equipment |  |  |  | Température | 180°C /+200 °C | ± 7 °C | [6 empty] | Temperature sensors and gages |  |  | FALSE |  | Temperature sensor [J]
195 | CBMG0031_Temperature sensor [J] | Temperature sensor [J] | CBMG0031 |  | No | Temperature sensors and gages |  | DESACHY Jean-Luc | DESACHY Jean-Luc |  |  |  | DESACHY Jean-Luc | No | [20 empty] | No calibration status | 3 - Not affecting quality equipment |  |  |  | Température | 180°C /+200 °C | ± 7 °C | [6 empty] | Temperature sensors and gages |  |  | FALSE |  | Temperature sensor [J]
196 | CBMG0032_Temperature sensor [J] | Temperature sensor [J] | CBMG0032 |  | No | Temperature sensors and gages |  | DESACHY Jean-Luc | DESACHY Jean-Luc |  |  |  | DESACHY Jean-Luc | No | [20 empty] | No calibration status | 3 - Not affecting quality equipment |  |  |  | Température | 180°C /+200 °C | ± 7 °C | [6 empty] | Temperature sensors and gages |  |  | FALSE |  | Temperature sensor [J]
197 | CBMG0033_Temperature sensor [J] | Temperature sensor [J] | CBMG0033 |  | No | Temperature sensors and gages |  | DESACHY Jean-Luc | DESACHY Jean-Luc |  |  |  | DESACHY Jean-Luc | No | [20 empty] | No calibration status | 3 - Not affecting quality equipment |  |  |  | Température | 180°C /+200 °C | ± 7 °C | [6 empty] | Temperature sensors and gages |  |  | FALSE |  | Temperature sensor [J]
198 | CBMG0034_Temperature sensor [J] | Temperature sensor [J] | CBMG0034 |  | No | Temperature sensors and gages |  | DESACHY Jean-Luc | DESACHY Jean-Luc |  |  |  | DESACHY Jean-Luc | No | [20 empty] | No calibration status | 3 - Not affecting quality equipment |  |  |  | Température | 180°C /+200 °C | ± 7 °C | [6 empty] | Temperature sensors and gages |  |  | FALSE |  | Temperature sensor [J]
199 | CBMG0035_Temperature sensor [J] | Temperature sensor [J] | CBMG0035 |  | No | Temperature sensors and gages |  | DESACHY Jean-Luc | DESACHY Jean-Luc |  |  |  | DESACHY Jean-Luc | No | [20 empty] | No calibration status | 3 - Not affecting quality equipment |  |  |  | Température | 180°C /+200 °C | ± 7 °C | [6 empty] | Temperature sensors and gages |  |  | FALSE |  | Temperature sensor [J]
200 | CBMG0036_Temperature sensor [J] | Temperature sensor [J] | CBMG0036 |  | No | Temperature sensors and gages |  | DESACHY Jean-Luc | DESACHY Jean-Luc |  |  |  | DESACHY Jean-Luc | No | [20 empty] | No calibration status | 3 - Not affecting quality equipment |  |  |  | Température | 180°C /+200 °C | ± 7 °C | [6 empty] | Temperature sensors and gages |  |  | FALSE |  | Temperature sensor [J]
201 | CBMG0037_Temperature sensor [J] | Temperature sensor [J] | CBMG0037 |  | No | Temperature sensors and gages |  | DESACHY Jean-Luc | DESACHY Jean-Luc |  |  |  | DESACHY Jean-Luc | No | [20 empty] | No calibration status | 3 - Not affecting quality equipment |  |  |  | Température | 180°C /+200 °C | ± 7 °C | [6 empty] | Temperature sensors and gages |  |  | FALSE |  | Temperature sensor [J]
202 | CBMG0038_Temperature sensor [J] | Temperature sensor [J] | CBMG0038 |  | No | Temperature sensors and gages |  | DESACHY Jean-Luc | DESACHY Jean-Luc |  |  |  | DESACHY Jean-Luc | No | [20 empty] | No calibration status | 3 - Not affecting quality equipment |  |  |  | Température | 180°C /+200 °C | ± 7 °C | [6 empty] | Temperature sensors and gages |  |  | FALSE |  | Temperature sensor [J]
203 | CBMG0039_Temperature sensor [J] | Temperature sensor [J] | CBMG0039 |  | No | Temperature sensors and gages |  | DESACHY Jean-Luc | DESACHY Jean-Luc |  |  |  | DESACHY Jean-Luc | No | [20 empty] | No calibration status | 3 - Not affecting quality equipment |  |  |  | Température | 180°C /+200 °C | ± 7 °C | [6 empty] | Temperature sensors and gages |  |  | FALSE |  | Temperature sensor [J]
204 | CBMG0040_Needle manometer [relative] | Needle manometer [relative] | CBMG0040 |  | No | Pressure sensors and gages |  | DESACHY Jean-Luc | DESACHY Jean-Luc |  |  |  | DESACHY Jean-Luc | No | [15 empty] | 4131047444 |  |  |  |  | No calibration status | 3 - Not affecting quality equipment |  |  |  | Pression | 0/+16 bar | ±1,6% RV | [6 empty] | Pressure sensors and gages |  |  | FALSE |  | Needle manometer [relative]
205 | CBMG0041_Needle manometer [relative] | Needle manometer [relative] | CBMG0041 |  | No | Pressure sensors and gages |  | DESACHY Jean-Luc | DESACHY Jean-Luc |  |  |  | DESACHY Jean-Luc | No | [15 empty] | 4131047444 |  |  |  |  | No calibration status | 3 - Not affecting quality equipment |  |  |  | Pression | 0/+16 bar | ±1,6% RV | [6 empty] | Pressure sensors and gages |  |  | FALSE |  | Needle manometer [relative]
206 | CBMG0042_Needle manometer [relative] | Needle manometer [relative] | CBMG0042 |  | No | Pressure sensors and gages |  | DESACHY Jean-Luc | DESACHY Jean-Luc |  |  |  | DESACHY Jean-Luc | No | [15 empty] | 88020583 |  |  |  |  | No calibration status | 3 - Not affecting quality equipment |  |  |  | Pression | 0/+16 bar | ± 1% RV | [6 empty] | Pressure sensors and gages |  |  | FALSE |  | Needle manometer [relative]
207 | CBMG0043_Needle manometer [relative] | Needle manometer [relative] | CBMG0043 |  | No | Pressure sensors and gages |  | DESACHY Jean-Luc | DESACHY Jean-Luc |  |  |  | DESACHY Jean-Luc | No | [15 empty] | 88020583 |  |  |  |  | No calibration status | 3 - Not affecting quality equipment |  |  |  | Pression | 0/+16 bar | ± 1% RV | [6 empty] | Pressure sensors and gages |  |  | FALSE |  | Needle manometer [relative]
208 | CBMG0044_Needle manometer [relative] | Needle manometer [relative] | CBMG0044 |  | No | Pressure sensors and gages |  | DESACHY Jean-Luc | DESACHY Jean-Luc |  |  |  | DESACHY Jean-Luc | No | [15 empty] | 88020583 |  |  |  |  | No calibration status | 3 - Not affecting quality equipment |  |  |  | Pression | 0/+16 bar | ± 1% RV | [6 empty] | Pressure sensors and gages |  |  | FALSE |  | Needle manometer [relative]
209 | CBMG0045_Needle manometer [relative] | Needle manometer [relative] | CBMG0045 |  | No | Pressure sensors and gages |  | DESACHY Jean-Luc | DESACHY Jean-Luc |  |  |  | DESACHY Jean-Luc | No | [15 empty] | 413106586 |  |  |  |  | No calibration status | 3 - Not affecting quality equipment |  |  |  | Pression | 0/+16 bar | ±1,6% RV | [6 empty] | Pressure sensors and gages |  |  | FALSE |  | Needle manometer [relative]
210 | CBMG0046_Needle manometer [relative] | Needle manometer [relative] | CBMG0046 |  | No | Pressure sensors and gages |  | DESACHY Jean-Luc | DESACHY Jean-Luc |  |  |  | DESACHY Jean-Luc | No | [15 empty] | 413106586 |  |  |  |  | No calibration status | 3 - Not affecting quality equipment |  |  |  | Pression | 0/+16 bar | ±1,6% RV | [6 empty] | Pressure sensors and gages |  |  | FALSE |  | Needle manometer [relative]
211 | CBMG0047_Needle manometer [relative] | Needle manometer [relative] | CBMG0047 |  | No | Pressure sensors and gages |  | DESACHY Jean-Luc | DESACHY Jean-Luc |  |  |  | DESACHY Jean-Luc | No | [15 empty] | 413106586 |  |  |  |  | No calibration status | 3 - Not affecting quality equipment |  |  |  | Pression | 0/+16 bar | ±1,6% RV | [6 empty] | Pressure sensors and gages |  |  | FALSE |  | Needle manometer [relative]
212 | CBMG0048_Needle manometer [relative] | Needle manometer [relative] | CBMG0048 |  | No | Pressure sensors and gages |  | DESACHY Jean-Luc | DESACHY Jean-Luc |  |  |  | DESACHY Jean-Luc | No | [15 empty] | / |  |  |  |  | No calibration status | 3 - Not affecting quality equipment |  |  |  | Pression | 0/+16 bar | ±1,6% RV | [6 empty] | Pressure sensors and gages |  |  | FALSE |  | Needle manometer [relative]
213 | CBMG0049_Needle manometer [relative] | Needle manometer [relative] | CBMG0049 |  | No | Pressure sensors and gages |  | DESACHY Jean-Luc | DESACHY Jean-Luc |  |  |  | DESACHY Jean-Luc | No | [15 empty] | / |  |  |  |  | No calibration status | 3 - Not affecting quality equipment |  |  |  | Pression | 0/+25 bar | ±0,5 bar | [6 empty] | Pressure sensors and gages |  |  | FALSE |  | Needle manometer [relative]
214 | CBMG0050_Temperature sensor [J] | Temperature sensor [J] | CBMG0050 |  | No | Temperature sensors and gages |  | DESACHY Jean-Luc | DESACHY Jean-Luc |  |  |  | DESACHY Jean-Luc | No | [20 empty] | No calibration status | 3 - Not affecting quality equipment |  |  |  | Température | According Manufacturer SpecTo be defined | According Manufacturer SpecTo be defined | [6 empty] | Temperature sensors and gages |  |  | FALSE |  | Temperature sensor [J]
215 | CBMG0051_Temperature sensor [J] | Temperature sensor [J] | CBMG0051 |  | No | Temperature sensors and gages |  | DESACHY Jean-Luc | DESACHY Jean-Luc |  |  |  | DESACHY Jean-Luc | No | [20 empty] | No calibration status | 3 - Not affecting quality equipment |  |  |  | Température | According Manufacturer SpecTo be defined | According Manufacturer SpecTo be defined | [6 empty] | Temperature sensors and gages |  |  | FALSE |  | Temperature sensor [J]
216 | CBMG0052_Temperature regulator | Temperature regulator | CBMG0052 |  | No |  |  | DESACHY Jean-Luc | DESACHY Jean-Luc |  |  |  | DESACHY Jean-Luc | No | [20 empty] | No calibration status | 3 - Not affecting quality equipment |  |  |  | Température | 25/+200 °C | ± 7 °C | [9 empty] | FALSE |  | Temperature regulator
217 | CBMG0053_Temperature regulator | Temperature regulator | CBMG0053 |  | No |  |  | DESACHY Jean-Luc | DESACHY Jean-Luc |  |  |  | DESACHY Jean-Luc | No | [20 empty] | No calibration status | 3 - Not affecting quality equipment |  |  |  | Température | 25/+200 °C | ± 7 °C | [9 empty] | FALSE |  | Temperature regulator
218 | CBMG0054_Temperature regulator | Temperature regulator | CBMG0054 |  | No |  |  | DESACHY Jean-Luc | DESACHY Jean-Luc |  |  |  | DESACHY Jean-Luc | No | [20 empty] | No calibration status | 3 - Not affecting quality equipment |  |  |  | Température | 25/+200 °C | ± 7 °C | [9 empty] | FALSE |  | Temperature regulator
219 | CBMG0055_Temperature regulator | Temperature regulator | CBMG0055 |  | No |  |  | DESACHY Jean-Luc | DESACHY Jean-Luc |  |  |  | DESACHY Jean-Luc | No | [20 empty] | No calibration status | 3 - Not affecting quality equipment |  |  |  | Température | 25/+200 °C | ± 7 °C | [9 empty] | FALSE |  | Temperature regulator
220 | CBMG0056_Temperature regulator | Temperature regulator | CBMG0056 |  | No |  |  | DESACHY Jean-Luc | DESACHY Jean-Luc |  |  |  | DESACHY Jean-Luc | No | [20 empty] | No calibration status | 3 - Not affecting quality equipment |  |  |  | Température | 25/+200 °C | ± 7 °C | [9 empty] | FALSE |  | Temperature regulator
221 | CBMG0057_Temperature regulator | Temperature regulator | CBMG0057 |  | No |  |  | DESACHY Jean-Luc | DESACHY Jean-Luc |  |  |  | DESACHY Jean-Luc | No | [20 empty] | No calibration status | 3 - Not affecting quality equipment |  |  |  | Température | 25/+200 °C | ± 7 °C | [9 empty] | FALSE |  | Temperature regulator
222 | CBMG0058_Temperature sensor [J] | Temperature sensor [J] | CBMG0058 |  | No | Temperature sensors and gages |  | DESACHY Jean-Luc | DESACHY Jean-Luc |  |  |  | DESACHY Jean-Luc | No | [21 empty] | 1 - Product quality and specific measurement equipment |  |  |  | Température | 180°C /+200 °C | ± 7 °C | [6 empty] | Temperature sensors and gages |  |  | FALSE |  | Temperature sensor [J]
223 | CBMG0059_Temperature sensor [J] | Temperature sensor [J] | CBMG0059 |  | No | Temperature sensors and gages |  | DESACHY Jean-Luc | DESACHY Jean-Luc |  |  |  | DESACHY Jean-Luc | No | [21 empty] | 1 - Product quality and specific measurement equipment |  |  |  | Température | 180°C /+200 °C | ± 7 °C | [6 empty] | Temperature sensors and gages |  |  | FALSE |  | Temperature sensor [J]
224 | CBMG0060_Temperature sensor [J] | Temperature sensor [J] | CBMG0060 |  | No | Temperature sensors and gages |  | DESACHY Jean-Luc | DESACHY Jean-Luc |  |  |  | DESACHY Jean-Luc | No | [21 empty] | 1 - Product quality and specific measurement equipment |  |  |  | Température | 180°C /+200 °C | ± 7 °C | [6 empty] | Temperature sensors and gages |  |  | FALSE |  | Temperature sensor [J]
225 | CBMG0061_Temperature sensor [J] | Temperature sensor [J] | CBMG0061 |  | No | Temperature sensors and gages |  | DESACHY Jean-Luc | DESACHY Jean-Luc |  |  |  | DESACHY Jean-Luc | No | [21 empty] | 1 - Product quality and specific measurement equipment |  |  |  | Température | 180°C /+200 °C | ± 7 °C | [6 empty] | Temperature sensors and gages |  |  | FALSE |  | Temperature sensor [J]
226 | CBMG0062_Temperature sensor [J] | Temperature sensor [J] | CBMG0062 |  | No | Temperature sensors and gages |  | DESACHY Jean-Luc | DESACHY Jean-Luc |  |  |  | DESACHY Jean-Luc | No | [21 empty] | 1 - Product quality and specific measurement equipment |  |  |  | Température | 180°C /+200 °C | ± 7 °C | [6 empty] | Temperature sensors and gages |  |  | FALSE |  | Temperature sensor [J]
227 | CBMG0063_Temperature sensor [J] | Temperature sensor [J] | CBMG0063 |  | No | Temperature sensors and gages |  | DESACHY Jean-Luc | DESACHY Jean-Luc |  |  |  | DESACHY Jean-Luc | No | [21 empty] | 1 - Product quality and specific measurement equipment |  |  |  | Température | 180°C /+200 °C | ± 7 °C | [6 empty] | Temperature sensors and gages |  |  | FALSE |  | Temperature sensor [J]
228 | CBMG0064_Pressure measurement chain | Pressure measurement chain | CBMG0064 |  | No |  |  | DESACHY Jean-Luc | DESACHY Jean-Luc |  |  |  | DESACHY Jean-Luc | No | [20 empty] | No calibration status | 3 - Not affecting quality equipment |  |  |  | Pression | / | / | [9 empty] | FALSE |  | Pressure measurement chain
229 | CBMG0065_Pressure measurement chain | Pressure measurement chain | CBMG0065 |  | No |  |  | DESACHY Jean-Luc | DESACHY Jean-Luc |  |  |  | DESACHY Jean-Luc | No | [20 empty] | No calibration status | 3 - Not affecting quality equipment |  |  |  | Pression | / | / | [9 empty] | FALSE |  | Pressure measurement chain
230 | CBMG0066_Pressure measurement chain | Pressure measurement chain | CBMG0066 |  | No |  |  | DESACHY Jean-Luc | DESACHY Jean-Luc |  |  |  | DESACHY Jean-Luc | No | [20 empty] | No calibration status | 3 - Not affecting quality equipment |  |  |  | Pression | / | / | [9 empty] | FALSE |  | Pressure measurement chain
231 | CBMG0067_Pressure measurement chain | Pressure measurement chain | CBMG0067 |  | No |  |  | DESACHY Jean-Luc | DESACHY Jean-Luc |  |  |  | DESACHY Jean-Luc | No | [20 empty] | No calibration status | 3 - Not affecting quality equipment |  |  |  | Pression | / | / | [9 empty] | FALSE |  | Pressure measurement chain
232 | CBMG0068_Pressure measurement chain | Pressure measurement chain | CBMG0068 |  | No |  |  | DESACHY Jean-Luc | DESACHY Jean-Luc |  |  |  | DESACHY Jean-Luc | No | [20 empty] | No calibration status | 3 - Not affecting quality equipment |  |  |  | Pression | / | / | [9 empty] | FALSE |  | Pressure measurement chain
233 | CBMG0069_Pressure measurement chain | Pressure measurement chain | CBMG0069 |  | No |  |  | DESACHY Jean-Luc | DESACHY Jean-Luc |  |  |  | DESACHY Jean-Luc | No | [20 empty] | No calibration status | 3 - Not affecting quality equipment |  |  |  | Pression | / | / | [9 empty] | FALSE |  | Pressure measurement chain
234 | CBMG0070_Pressure measurement chain | Pressure measurement chain | CBMG0070 |  | No |  |  | DESACHY Jean-Luc | DESACHY Jean-Luc |  |  |  | DESACHY Jean-Luc | No | [20 empty] | No calibration status | 3 - Not affecting quality equipment |  |  |  | Pression | / | / | [9 empty] | FALSE |  | Pressure measurement chain
235 | CBMG0071_Pressure measurement chain | Pressure measurement chain | CBMG0071 |  | No |  |  | DESACHY Jean-Luc | DESACHY Jean-Luc |  |  |  | DESACHY Jean-Luc | No | [20 empty] | No calibration status | 3 - Not affecting quality equipment |  |  |  | Pression | / | / | [9 empty] | FALSE |  | Pressure measurement chain
236 | CBMG0072_Pressure measurement chain | Pressure measurement chain | CBMG0072 |  | No |  |  | DESACHY Jean-Luc | DESACHY Jean-Luc |  |  |  | DESACHY Jean-Luc | No | [20 empty] | No calibration status | 3 - Not affecting quality equipment |  |  |  | Pression | / | / | [9 empty] | FALSE |  | Pressure measurement chain
237 | CBMG0073_Pressure measurement chain | Pressure measurement chain | CBMG0073 |  | No |  |  | DESACHY Jean-Luc | DESACHY Jean-Luc |  |  |  | DESACHY Jean-Luc | No | [20 empty] | No calibration status | 3 - Not affecting quality equipment |  |  |  | Pression | / | / | [9 empty] | FALSE |  | Pressure measurement chain
238 | CBMG0074_Pressure measurement chain | Pressure measurement chain | CBMG0074 |  | No |  |  | DESACHY Jean-Luc | DESACHY Jean-Luc |  |  |  | DESACHY Jean-Luc | No | [20 empty] | No calibration status | 3 - Not affecting quality equipment |  |  |  | Pression | / | / | [9 empty] | FALSE |  | Pressure measurement chain
239 | CBMG0075_Pressure measurement chain | Pressure measurement chain | CBMG0075 |  | No |  |  | DESACHY Jean-Luc | DESACHY Jean-Luc |  |  |  | DESACHY Jean-Luc | No | [20 empty] | No calibration status | 3 - Not affecting quality equipment |  |  |  | Pression | / | / | [9 empty] | FALSE |  | Pressure measurement chain
240 | CBMG0076_Temprature measurement chain | Temprature measurement chain | CBMG0076 |  | No |  |  | DESACHY Jean-Luc | DESACHY Jean-Luc |  |  |  | DESACHY Jean-Luc | No | [20 empty] | No calibration status | 3 - Not affecting quality equipment |  |  |  | Température | According Manufacturer SpecTo be defined | According Manufacturer SpecTo be defined | [9 empty] | FALSE |  | Temprature measurement chain
241 | CBMG0077_Temprature measurement chain | Temprature measurement chain | CBMG0077 |  | No |  |  | DESACHY Jean-Luc | DESACHY Jean-Luc |  |  |  | DESACHY Jean-Luc | No | [20 empty] | No calibration status | 3 - Not affecting quality equipment |  |  |  | Température | / | / | [9 empty] | FALSE |  | Temprature measurement chain
242 | CBMG0078_Temprature measurement chain | Temprature measurement chain | CBMG0078 |  | No |  |  | DESACHY Jean-Luc | DESACHY Jean-Luc |  |  |  | DESACHY Jean-Luc | No | [20 empty] | No calibration status | 3 - Not affecting quality equipment |  |  |  | Température | / | / | [9 empty] | FALSE |  | Temprature measurement chain
243 | CBMG0079_Flowmeter | Flowmeter | CBMG0079 |  | No |  |  | DESACHY Jean-Luc | DESACHY Jean-Luc |  |  |  | DESACHY Jean-Luc | No | [20 empty] | No calibration status | 3 - Not affecting quality equipment |  |  |  | Débit | / | / | [9 empty] | FALSE |  | Flowmeter
244 | CBMG0080_Flowmeter | Flowmeter | CBMG0080 |  | No |  |  | DESACHY Jean-Luc | DESACHY Jean-Luc |  |  |  | DESACHY Jean-Luc | No | [20 empty] | No calibration status | 3 - Not affecting quality equipment |  |  |  | Débit | / | / | [9 empty] | FALSE |  | Flowmeter
245 | CBMG0081_Temprature measurement chain | Temprature measurement chain | CBMG0081 |  | No |  |  | DESACHY Jean-Luc | DESACHY Jean-Luc |  |  |  | DESACHY Jean-Luc | No | [20 empty] | No calibration status | 3 - Not affecting quality equipment |  |  |  | Température | According Manufacturer SpecTo be defined | According Manufacturer SpecTo be defined | [9 empty] | FALSE |  | Temprature measurement chain
246 | CBMG0082_Temprature measurement chain | Temprature measurement chain | CBMG0082 |  | No |  |  | DESACHY Jean-Luc | DESACHY Jean-Luc |  |  |  | DESACHY Jean-Luc | No | [20 empty] | No calibration status | 3 - Not affecting quality equipment |  |  |  | Température | According Manufacturer SpecTo be defined | According Manufacturer SpecTo be defined | [9 empty] | FALSE |  | Temprature measurement chain
247 | CBMG0083_Pressure sensor | Pressure sensor | CBMG0083 |  | No |  |  | DESACHY Jean-Luc | DESACHY Jean-Luc |  |  |  | DESACHY Jean-Luc | No | [20 empty] | No calibration status | 3 - Not affecting quality equipment |  |  |  | Pression | -1/10 Bar | +/- 0,5% RV | [9 empty] | FALSE |  | Pressure sensor
248 | CBMG0084_Temprature measurement chain | Temprature measurement chain | CBMG0084 |  | No |  |  | DESACHY Jean-Luc | DESACHY Jean-Luc |  |  |  | DESACHY Jean-Luc | No | [20 empty] | No calibration status | 3 - Not affecting quality equipment |  |  |  | Température | / | / | [9 empty] | FALSE |  | Temprature measurement chain
249 | CBMG0085_Temprature measurement chain | Temprature measurement chain | CBMG0085 |  | No |  |  | DESACHY Jean-Luc | DESACHY Jean-Luc |  |  |  | DESACHY Jean-Luc | No | [20 empty] | No calibration status | 3 - Not affecting quality equipment |  |  |  | Température | / | / | [9 empty] | FALSE |  | Temprature measurement chain
250 | CBMG0086_Temprature measurement chain | Temprature measurement chain | CBMG0086 |  | No |  |  | DESACHY Jean-Luc | DESACHY Jean-Luc |  |  |  | DESACHY Jean-Luc | No | [20 empty] | No calibration status | 3 - Not affecting quality equipment |  |  |  | Température | / | / | [9 empty] | FALSE |  | Temprature measurement chain
251 | CBMG0087_Temprature measurement chain | Temprature measurement chain | CBMG0087 |  | No |  |  | DESACHY Jean-Luc | DESACHY Jean-Luc |  |  |  | DESACHY Jean-Luc | No | [20 empty] | No calibration status | 3 - Not affecting quality equipment |  |  |  | Température | / | / | [9 empty] | FALSE |  | Temprature measurement chain
252 | CBMG0088_Pressure sensor | Pressure sensor | CBMG0088 |  | No |  |  | DESACHY Jean-Luc | DESACHY Jean-Luc |  |  |  | DESACHY Jean-Luc | No | [20 empty] | No calibration status | 3 - Not affecting quality equipment |  |  |  | Pression | 0/25 bars | +/- 0,2 bar | [9 empty] | FALSE |  | Pressure sensor
253 | CBMG0089_Pressure sensor | Pressure sensor | CBMG0089 |  | No |  |  | DESACHY Jean-Luc | DESACHY Jean-Luc |  |  |  | DESACHY Jean-Luc | No | [20 empty] | No calibration status | 3 - Not affecting quality equipment |  |  |  | Pression | 0/25 bars | +/- 0,2 bar | [9 empty] | FALSE |  | Pressure sensor
254 | CBMG0090_Pressure sensor | Pressure sensor | CBMG0090 |  | No |  |  | DESACHY Jean-Luc | DESACHY Jean-Luc |  |  |  | DESACHY Jean-Luc | No | [20 empty] | No calibration status | 3 - Not affecting quality equipment |  |  |  | Pression | 0/25 bars | +/- 0,2 bar | [9 empty] | FALSE |  | Pressure sensor
255 | CBMG0091_Pressure sensor | Pressure sensor | CBMG0091 |  | No |  |  | DESACHY Jean-Luc | DESACHY Jean-Luc |  |  |  | DESACHY Jean-Luc | No | [20 empty] | No calibration status | 3 - Not affecting quality equipment |  |  |  | Pression | 0/25 bars | +/- 0,2 bar | [9 empty] | FALSE |  | Pressure sensor
256 | CBMG0092_Pressure sensor | Pressure sensor | CBMG0092 |  | No |  |  | DESACHY Jean-Luc | DESACHY Jean-Luc |  |  |  | DESACHY Jean-Luc | No | [20 empty] | No calibration status | 3 - Not affecting quality equipment |  |  |  | Pression | -1/10 Bar | +/- 0,5% RV | [9 empty] | FALSE |  | Pressure sensor
257 | CBMG0093_Pressure sensor | Pressure sensor | CBMG0093 |  | No |  |  | DESACHY Jean-Luc | DESACHY Jean-Luc |  |  |  | DESACHY Jean-Luc | No | [20 empty] | No calibration status | 3 - Not affecting quality equipment |  |  |  | Pression | -1/10 Bar | +/- 0,5% RV | [9 empty] | FALSE |  | Pressure sensor
258 | CBMG0094_Flowmeter | Flowmeter | CBMG0094 |  | No |  |  | DESACHY Jean-Luc | DESACHY Jean-Luc |  |  |  | DESACHY Jean-Luc | No | [20 empty] | No calibration status | 3 - Not affecting quality equipment |  |  |  | Débit | / | / | [9 empty] | FALSE |  | Flowmeter
259 | CBMG0095_Flowmeter | Flowmeter | CBMG0095 |  | No |  |  | DESACHY Jean-Luc | DESACHY Jean-Luc |  |  |  | DESACHY Jean-Luc | No | [20 empty] | No calibration status | 3 - Not affecting quality equipment |  |  |  | Débit | / | / | [9 empty] | FALSE |  | Flowmeter
260 | CBMG0096_Scale [50kg] | Scale [50kg] | CBMG0096 |  | No | Scale [>= 20kg] |  | DESACHY Jean-Luc | DESACHY Jean-Luc |  |  |  | DESACHY Jean-Luc | No | [14 empty] | T51XW | B510678268 |  |  |  |  | Conform | 1 - Product quality and specific measurement equipment | 16/06/2023 14:14:41 |  |  | Masse | 0 / 50 kg | ±100g | [6 empty] | Scale [>= 20kg] |  |  | FALSE |  | Scale [50kg] |  |  | 16/06/2021 14:14:41 |  | 744
261 | CBMG0097_scale | scale | CBMG0097 |  | No |  |  | DESACHY Jean-Luc | DESACHY Jean-Luc |  |  |  | DESACHY Jean-Luc | No | [20 empty] | No calibration status | 3 - Not affecting quality equipment |  |  |  | Masse | According Manufacturer SpecTo be defined | According Manufacturer SpecTo be defined | [9 empty] | FALSE |  | scale
262 | CBMG0098_Temprature measurement chain | Temprature measurement chain | CBMG0098 |  | No |  |  | DESACHY Jean-Luc | DESACHY Jean-Luc |  |  |  | DESACHY Jean-Luc | No | [20 empty] | No calibration status | 3 - Not affecting quality equipment |  |  |  | Température | 40/160°C | +/- 2°C | [9 empty] | FALSE |  | Temprature measurement chain
263 | CBMG0099_Temprature measurement chain | Temprature measurement chain | CBMG0099 |  | No |  |  | DESACHY Jean-Luc | DESACHY Jean-Luc |  |  |  | DESACHY Jean-Luc | No | [20 empty] | No calibration status | 3 - Not affecting quality equipment |  |  |  | Température | 40/160°C | +/- 2°C | [9 empty] | FALSE |  | Temprature measurement chain
264 | CBMG0100_Flowmeter | Flowmeter | CBMG0100 |  | No |  |  | DESACHY Jean-Luc | DESACHY Jean-Luc |  |  |  | DESACHY Jean-Luc | No | [20 empty] | No calibration status | 3 - Not affecting quality equipment |  |  |  | Débit | / | / | [9 empty] | FALSE |  | Flowmeter
265 | CBMG0101_Level sensor | Level sensor | CBMG0101 |  | No |  |  | DESACHY Jean-Luc | DESACHY Jean-Luc |  |  |  | DESACHY Jean-Luc | No | [21 empty] | 1 - Product quality and specific measurement equipment |  |  |  | Débit | / | / | [9 empty] | FALSE |  | Level sensor
266 | CBMG0102_Temprature measurement chain | Temprature measurement chain | CBMG0102 |  | No |  |  | DESACHY Jean-Luc | DESACHY Jean-Luc |  |  |  | DESACHY Jean-Luc | No | [20 empty] | No calibration status | 3 - Not affecting quality equipment |  |  |  | Température | 40/ +80°C | +/- 2°C | [9 empty] | FALSE |  | Temprature measurement chain
267 | CBMG0103_Hygrometer | Hygrometer | CBMG0103 |  | No |  |  | DESACHY Jean-Luc | DESACHY Jean-Luc |  |  |  | DESACHY Jean-Luc | No | [20 empty] | No calibration status | 3 - Not affecting quality equipment |  |  |  | Humidité | / | / | [9 empty] | FALSE |  | Hygrometer
268 | CBMG0104_Calliper [vernier] | Calliper [vernier] | CBMG0104 |  | No |  |  | DESACHY Jean-Luc | DESACHY Jean-Luc |  |  |  | DESACHY Jean-Luc | No | [20 empty] | No calibration status | 3 - Not affecting quality equipment |  |  |  | Dimensionnel | 0/150mm | tolérance constructeur | [9 empty] | FALSE |  | Calliper [vernier]
269 | CBMG0105_Calliper [vernier] | Calliper [vernier] | CBMG0105 |  | No |  |  | DESACHY Jean-Luc | DESACHY Jean-Luc |  |  |  | DESACHY Jean-Luc | No | [20 empty] | No calibration status | 3 - Not affecting quality equipment |  |  |  | Dimensionnel | 0/ 300mm | tolérance constructeur | [9 empty] | FALSE |  | Calliper [vernier]
270 | CBMG0106_Depth gauge | Depth gauge | CBMG0106 |  | No |  |  | DESACHY Jean-Luc | DESACHY Jean-Luc |  |  |  | DESACHY Jean-Luc | No | [21 empty] | 3 - Not affecting quality equipment |  |  |  | Dimensionnel | 0/300mm | tolérance constructeur | [9 empty] | FALSE |  | Depth gauge
271 | CBMG0108_Standard mass | Standard mass | CBMG0108 |  | No | Standard gages |  | DESACHY Jean-Luc | DESACHY Jean-Luc |  |  |  | DESACHY Jean-Luc | No | [20 empty] | Conform | 1 - Product quality and specific measurement equipment | 09/05/2023 17:09:29 |  |  | Masse | 1kgM) 2 kgM1) 2 kgM2) | tolérance constructeur | [6 empty] | Standard gages |  |  | FALSE |  | Standard mass |  |  | 09/05/2018 17:09:29 |  | 1860
272 | CBMG0109_Pressure sensor | Pressure sensor | CBMG0109 |  | No |  |  | DESACHY Jean-Luc | DESACHY Jean-Luc |  |  |  | DESACHY Jean-Luc | No | [15 empty] | 4122249 |  |  |  |  | No calibration status | 3 - Not affecting quality equipment |  |  |  | Pression | -1/10 Bar | +/- 0,5% RV | [9 empty] | FALSE |  | Pressure sensor
273 | CBMG0110_Pressure sensor | Pressure sensor | CBMG0110 |  | No |  |  | DESACHY Jean-Luc | DESACHY Jean-Luc |  |  |  | DESACHY Jean-Luc | No | [15 empty] | 2626864 |  |  |  |  | No calibration status | 3 - Not affecting quality equipment |  |  |  | Pression | -1/10 Bar | +/- 0,5% RV | [9 empty] | FALSE |  | Pressure sensor
274 | CBMG0111_Temperature sensor [J] | Temperature sensor [J] | CBMG0111 |  | No | Temperature sensors and gages |  | DESACHY Jean-Luc | DESACHY Jean-Luc |  |  |  | DESACHY Jean-Luc | No | [20 empty] | No calibration status | 3 - Not affecting quality equipment |  |  |  | Température | 180°C /+200 °C | ± 7 °C | [6 empty] | Temperature sensors and gages |  |  | FALSE |  | Temperature sensor [J]
275 | CBMG0112_Thermostatics Oven | Thermostatics Oven | CBMG0112 |  | No |  |  | DESACHY Jean-Luc | DESACHY Jean-Luc |  |  |  | DESACHY Jean-Luc | No | [20 empty] | No calibration status | 3 - Not affecting quality equipment |  |  |  | Température | / | / | [9 empty] | FALSE |  | Thermostatics Oven
276 | CBMG0113_Tickness Measurement | Tickness Measurement | CBMG0113 |  | No |  |  | DESACHY Jean-Luc | DESACHY Jean-Luc |  |  |  | DESACHY Jean-Luc | No | [20 empty] | No calibration status | 3 - Not affecting quality equipment |  |  |  | Dimensionnel | / | / | [9 empty] | FALSE |  | Tickness Measurement
277 | CBMG0114_Trusquin | Trusquin | CBMG0114 |  | No |  |  | DESACHY Jean-Luc | DESACHY Jean-Luc |  |  |  | DESACHY Jean-Luc | No | [21 empty] | 3 - Not affecting quality equipment |  |  |  | Dimensionnel | Moyen dapproche450mm | tolérance constructeur | [9 empty] | FALSE |  | Trusquin
278 | CCAL0002_Oscilloscope | Oscilloscope | CCAL0002 |  | No |  |  | TETAUD Florian | TETAUD Florian | CAL #global area<v>Armoire … |  |  | TETAUD Florian | No | [14 empty] | DSO-X 2004A | my54230681 |  |  |  |  | Conform | 1 - Product quality and specific measurement equipment | 22/07/2023 00:00:00 |  |  | Electricité | GAMME CONSTRUCTEUR | TOLERANCE CONSTRUCTEUR | [9 empty] | FALSE |  | Oscilloscope |  |  | 22/07/2022 00:00:00 |  | 372
279 | CCAL0003_stabilised power supply | stabilised power supply | CCAL0003 |  | No |  |  | TETAUD Florian | TETAUD Florian |  |  |  | TETAUD Florian | No | [14 empty] | / | / |  |  |  |  | Conform | 1 - Product quality and specific measurement equipment | 29/07/2023 15:27:23 |  |  | Electricité | GAMME CONSTRUCTEUR | TOLERANCE CONSTRUCTEUR | [9 empty] | FALSE |  | stabilised power supply |  |  | 29/07/2021 15:27:23 |  | 744
280 | CCAL0004_stabilised power supply | stabilised power supply | CCAL0004 |  | No |  |  | TETAUD Florian | TETAUD Florian |  |  |  | TETAUD Florian | No | [14 empty] | U8031A | MY54080008 |  |  |  |  | Out of date | 1 - Product quality and specific measurement equipment | 29/10/2022 16:49:25 |  |  | Electricité | 0/5V0/30V | 5V +/-5%30V +/-5% | [9 empty] | FALSE |  | stabilised power supply |  |  | 29/10/2020 16:49:25 |  | 744
281 | CCAL0005_stabilised power supply | stabilised power supply | CCAL0005 |  | No |  |  | TETAUD Florian | TETAUD Florian |  |  |  | TETAUD Florian | No | [14 empty] | U8031A | MY54200009 |  |  |  |  | No calibration status | 3 - Not affecting quality equipment |  |  |  | Electricité | 0/5V0/30V | 5V +/- 5%30V +/-5% | [9 empty] | FALSE |  | stabilised power supply
282 | CCAL0006_stabilised power supply | stabilised power supply | CCAL0006 |  | No |  |  | TETAUD Florian | TETAUD Florian |  |  |  | TETAUD Florian | No | [14 empty] | U8031A | MY54200011 |  |  |  |  | No calibration status | 3 - Not affecting quality equipment |  |  |  | Electricité | 0/5V 0/30V | 5V +/- 5%30V +/-5% | [9 empty] | FALSE |  | stabilised power supply
283 | CCAL0007_stabilised power supply | stabilised power supply | CCAL0007 |  | No |  |  | TETAUD Florian | TETAUD Florian |  |  |  | TETAUD Florian | No | [14 empty] | U8031A | MY54340018 |  |  |  |  | Out of date | 1 - Product quality and specific measurement equipment | 29/10/2022 16:46:42 |  |  | Electricité | 0/5V0/30V | 5V +/- 5%30V +/-5% | [9 empty] | FALSE |  | stabilised power supply |  |  | 29/10/2020 16:46:42 |  | 744
284 | CCAL0008_stabilised power supply | stabilised power supply | CCAL0008 |  | No |  |  | TETAUD Florian | TETAUD Florian |  |  |  | TETAUD Florian | No | [14 empty] | U8031A | MY54340019 |  |  |  |  | Out of date | 1 - Product quality and specific measurement equipment | 28/10/2022 16:31:47 |  |  | Electricité | 0/5V0/30V | 5V +/- 5%30V +/-5% | [9 empty] | FALSE |  | stabilised power supply |  |  | 28/10/2020 16:31:47 |  | 744
285 | CCAL0009_Current clamp meter | Current clamp meter | CCAL0009 |  | No |  |  | TETAUD Florian | TETAUD Florian |  |  |  | TETAUD Florian | No | [14 empty] | I30S | [5 empty] | Out of date | 1 - Product quality and specific measurement equipment | 22/12/2022 00:00:00 |  |  | Electricité | 0/30A | 0/30A +/- 1% | [9 empty] | FALSE |  | Current clamp meter |  |  | 22/12/2020 00:00:00 |  | 744
286 | CCAL0010_Current clamp meter | Current clamp meter | CCAL0010 |  | No |  |  | TETAUD Florian | TETAUD Florian |  |  |  | TETAUD Florian | No | [20 empty] | Conform | 1 - Product quality and specific measurement equipment | 29/12/2023 00:00:00 |  |  | Electricité | 0/30A | +/- 0,37A | [9 empty] | FALSE |  | Current clamp meter |  |  | 29/12/2021 00:00:00 |  | 744
287 | CCAL0011_Current clamp meter | Current clamp meter | CCAL0011 |  | No |  |  | TETAUD Florian | TETAUD Florian |  |  |  | TETAUD Florian | No | [21 empty] | 1 - Product quality and specific measurement equipment |  |  |  | Electricité | 0/30A | +/- 0,37A | [9 empty] | FALSE |  | Current clamp meter
288 | CCAL0012_Current clamp meter | Current clamp meter | CCAL0012 |  | No |  |  | TETAUD Florian | TETAUD Florian |  |  |  | TETAUD Florian | No | [20 empty] | Out of date | 1 - Product quality and specific measurement equipment | 22/12/2022 00:00:00 |  |  | Electricité | 0/30A | +/- 0,37A | [9 empty] | FALSE |  | Current clamp meter |  |  | 22/12/2020 00:00:00 |  | 744
289 | CCAL0013_Current clamp meter | Current clamp meter | CCAL0013 |  | No |  |  | TETAUD Florian | TETAUD Florian |  |  |  | TETAUD Florian | No | [20 empty] | Out of date | 1 - Product quality and specific measurement equipment | 22/12/2022 00:00:00 |  |  | Electricité | 0/30A | +/- 0,37A | [9 empty] | FALSE |  | Current clamp meter |  |  | 22/12/2020 00:00:00 |  | 744
290 | CCAL0014_Current clamp meter | Current clamp meter | CCAL0014 |  | No |  |  | TETAUD Florian | TETAUD Florian |  |  |  | TETAUD Florian | No | [20 empty] | Out of date | 1 - Product quality and specific measurement equipment | 30/10/2022 00:00:00 |  |  | Electricité | 0/30A | +/- 0,37A | [9 empty] | FALSE |  | Current clamp meter |  |  | 30/10/2020 00:00:00 |  | 744
291 | CCAL0015_Pressure sensor | Pressure sensor | CCAL0015 |  | No |  |  | TETAUD Florian | TETAUD Florian |  |  |  | TETAUD Florian | No | [14 empty] | PMP5074 | 4166082 | [5 empty] | 1 - Product quality and specific measurement equipment |  |  |  | Pression | 0/10 bar | +/- 0,1% FS | [9 empty] | FALSE |  | Pressure sensor
292 | CCAL0016_Pressure sensor | Pressure sensor | CCAL0016 |  | No |  |  | TETAUD Florian | TETAUD Florian |  |  |  | TETAUD Florian | No | [21 empty] | 1 - Product quality and specific measurement equipment |  |  |  | Pression | 0/10 bar | +/- 0,1% FS | [9 empty] | FALSE |  | Pressure sensor
293 | CCAL0017_Pressure sensor | Pressure sensor | CCAL0017 |  | No |  |  | TETAUD Florian | TETAUD Florian |  |  |  | TETAUD Florian | No | [14 empty] | UNIK 5000 | 3874434 | [5 empty] | 1 - Product quality and specific measurement equipment |  |  |  | Pression | 0/10 bar | +/- 0,1% FS | [9 empty] | FALSE |  | Pressure sensor
294 | CCAL0018_Pressure sensor | Pressure sensor | CCAL0018 |  | No |  |  | TETAUD Florian | TETAUD Florian |  |  |  | TETAUD Florian | No | [20 empty] | Non-conforme | 1 - Product quality and specific measurement equipment |  |  |  | Pression | 0/10 bar | +/- 0,1% FS | [9 empty] | FALSE |  | Pressure sensor
295 | CCAL0019_Multimeter | Multimeter | CCAL0019 |  | No |  |  | TETAUD Florian | TETAUD Florian |  |  |  | TETAUD Florian | No | [14 empty] | TY 720 | JKM9348 |  |  |  |  | Out of date | 1 - Product quality and specific measurement equipment | 29/12/2022 00:00:00 |  |  | Electricité | According Manufacturer SpecTo be defined | According Manufacturer SpecTo be defined | [9 empty] | FALSE |  | Multimeter |  |  | 29/12/2021 00:00:00 |  | 372
296 | CCAL0020_Multimeter | Multimeter | CCAL0020 |  | No |  |  | TETAUD Florian | TETAUD Florian |  |  |  | TETAUD Florian | No | [14 empty] | 34401A | [5 empty] | Out of date | 1 - Product quality and specific measurement equipment | 10/12/2022 00:00:00 |  |  | Electricité | According Manufacturer SpecTo be defined | According Manufacturer SpecTo be defined | [9 empty] | FALSE |  | Multimeter |  |  | 10/12/2020 00:00:00 |  | 744
297 | CCAL0021_stabilised power supply | stabilised power supply | CCAL0021 |  | No |  |  | TETAUD Florian | TETAUD Florian |  |  |  | TETAUD Florian | No | [14 empty] | SM52-AR-60 | 10084769 |  |  |  |  | Out of date | 1 - Product quality and specific measurement equipment | 27/10/2022 14:40:27 |  |  | Electricité | 0/52V 1500W | +/-1% | [9 empty] | FALSE |  | stabilised power supply |  |  | 27/10/2020 14:40:27 |  | 744
298 | CCAL0022_stabilised power supply | stabilised power supply | CCAL0022 |  | No |  |  | TETAUD Florian | TETAUD Florian |  |  |  | TETAUD Florian | No | [14 empty] | SM52AR60 | 10091592 |  |  |  |  | Conform | 1 - Product quality and specific measurement equipment | 29/10/2023 14:23:17 |  |  | Electricité | 0/52V 1500W | +/-1% | [9 empty] | FALSE |  | stabilised power supply |  |  | 29/10/2021 14:23:17 |  | 744
299 | CCAL0023_stabilised power supply | stabilised power supply | CCAL0023 |  | No |  |  | TETAUD Florian | TETAUD Florian |  |  |  | TETAUD Florian | No | [14 empty] | SM52-AR-60 | 10128164 |  |  |  |  | Conform | 1 - Product quality and specific measurement equipment | 22/09/2024 11:50:18 |  |  | Electricité | 0/52V 1500W | +/-1% | [9 empty] | FALSE |  | stabilised power supply |  |  | 22/09/2022 11:50:18 |  | 744
300 | CCAL0024_stabilised power supply | stabilised power supply | CCAL0024 |  | No |  |  | TETAUD Florian | TETAUD Florian |  |  |  | TETAUD Florian | No | [14 empty] | SM52-AR-60 | 10129780 |  |  |  |  | Out of date | 1 - Product quality and specific measurement equipment | 02/11/2022 16:22:33 |  |  | Electricité | 0/52V 1500W | +/-1% | [9 empty] | FALSE |  | stabilised power supply |  |  | 02/11/2020 16:22:33 |  | 744
301 | CCAL0025_stabilised power supply | stabilised power supply | CCAL0025 |  | No |  |  | TETAUD Florian | TETAUD Florian |  |  |  | TETAUD Florian | No | [15 empty] | 151600257 | [5 empty] | 1 - Product quality and specific measurement equipment |  |  |  | Electricité | [11 empty] | FALSE |  | stabilised power supply
302 | CCAL0026_Communication tool CAN | Communication tool CAN | CCAL0026 |  | No |  |  | TETAUD Florian | TETAUD Florian |  |  |  | TETAUD Florian | No | [20 empty] | No calibration status | 3 - Not affecting quality equipment |  |  |  | Electricité | Approach Device | Approach Device | [9 empty] | FALSE |  | Communication tool CAN
303 | CCAL0027_Communication tool CAN | Communication tool CAN | CCAL0027 |  | No |  |  | TETAUD Florian | TETAUD Florian |  |  |  | TETAUD Florian | No | [15 empty] | 007129-067625 |  |  |  |  | No calibration status | 3 - Not affecting quality equipment |  |  |  | Electricité | Approach Device | Approach Device | [9 empty] | FALSE |  | Communication tool CAN
304 | CCAL0028_Communication tool CAN | Communication tool CAN | CCAL0028 |  | No |  |  | TETAUD Florian | TETAUD Florian |  |  |  | TETAUD Florian | No | [20 empty] | No calibration status | 3 - Not affecting quality equipment |  |  |  | Electricité | Approach Device | Approach Device | [9 empty] | FALSE |  | Communication tool CAN
305 | CCAL0029_Communication tool CAN | Communication tool CAN | CCAL0029 |  | No |  |  | TETAUD Florian | TETAUD Florian |  |  |  | TETAUD Florian | No | [20 empty] | No calibration status | 3 - Not affecting quality equipment |  |  |  | Electricité | Approach Device | Approach Device | [9 empty] | FALSE |  | Communication tool CAN
306 | CCAL0030_Communication tool CAN | Communication tool CAN | CCAL0030 |  | No |  |  | TETAUD Florian | TETAUD Florian |  |  |  | TETAUD Florian | No | [20 empty] | No calibration status | 3 - Not affecting quality equipment |  |  |  | Electricité | Approach Device | Approach Device | [9 empty] | FALSE |  | Communication tool CAN
307 | CCAL0031_Communication tool CAN | Communication tool CAN | CCAL0031 |  | No |  |  | TETAUD Florian | TETAUD Florian |  |  |  | TETAUD Florian | No | [20 empty] | No calibration status | 3 - Not affecting quality equipment |  |  |  | Electricité | Approach Device | Approach Device | [9 empty] | FALSE |  | Communication tool CAN
308 | CCAL0032_Communication tool CAN | Communication tool CAN | CCAL0032 |  | No |  |  | TETAUD Florian | TETAUD Florian |  |  |  | TETAUD Florian | No | [20 empty] | No calibration status | 3 - Not affecting quality equipment |  |  |  | Electricité | Approach Device | Approach Device | [9 empty] | FALSE |  | Communication tool CAN
309 | CCAL0033_Communication tool CAN | Communication tool CAN | CCAL0033 |  | No |  |  | TETAUD Florian | TETAUD Florian |  |  |  | TETAUD Florian | No | [20 empty] | No calibration status | 3 - Not affecting quality equipment |  |  |  | Electricité | Approach Device | Approach Device | [9 empty] | FALSE |  | Communication tool CAN
310 | CCAL0034_Communication tool CAN | Communication tool CAN | CCAL0034 |  | No |  |  | TETAUD Florian | TETAUD Florian |  |  |  | TETAUD Florian | No | [20 empty] | No calibration status | 1 - Product quality and specific measurement equipment |  |  |  | Electricité | compact DAQ | tolérance constructeur | [9 empty] | FALSE |  | Communication tool CAN
311 | CCAL0035_NI 9219 | NI 9219 | CCAL0035 |  | No |  |  | TETAUD Florian | TETAUD Florian |  |  |  | TETAUD Florian | No | [14 empty] | NI 9219 | 19B7EB9 |  |  |  |  | Conform | 1 - Product quality and specific measurement equipment | 18/10/2024 00:00:00 |  |  | Electricité | -60/60 V; -15/15 V; -4/4 V-1/1 V; -125/125 mV-25/25 mA1kOhm ; 10 kOhm± 125 mVTemp) | ± 0,3% RV± 0,1% RV± 0,1% RV± 0,1% RV± 0,2% RV | [9 empty] | FALSE |  | NI 9219 |  |  | 18/10/2021 00:00:00 |  | 1116
312 | CCAL0036_NI 9401 | NI 9401 | CCAL0036 |  | No |  |  | TETAUD Florian | TETAUD Florian |  |  |  | TETAUD Florian | No | [14 empty] | NI 9401 | 19BEA3D |  |  |  |  | No calibration status | 3 - Not affecting quality equipment |  |  |  | Electricité | According Manufacturer SpecTo be defined | According Manufacturer SpecTo be defined | [9 empty] | FALSE |  | NI 9401
313 | CCAL0037_NI 9219 | NI 9219 | CCAL0037 |  | No |  |  | TETAUD Florian | TETAUD Florian |  |  |  | TETAUD Florian | No | [14 empty] | NI 9219 | 19B227A |  |  |  |  | Out of date | 1 - Product quality and specific measurement equipment | 22/12/2019 09:59:46 |  |  | Electricité | -60/60 V; -15/15 V; -4/4 V-1/1 V; -125/125 mV-25/25 mA1kOhm ; 10 kOhm± 125 mVTemp) | ± 0,3% RV± 0,1% RV± 0,1% RV± 0,1% RV± 0,2% RV | [9 empty] | FALSE |  | NI 9219 |  |  | 22/12/2016 09:59:46 |  | 1116
314 | CCAL0038_Communication tool CAN | Communication tool CAN | CCAL0038 |  | No |  |  | TETAUD Florian | TETAUD Florian |  |  |  | TETAUD Florian | No | [14 empty] | NI 9263 | 19AA271 |  |  |  |  | Conform | 1 - Product quality and specific measurement equipment | 24/02/2024 00:00:00 |  |  | Electricité | compact DAQ | compact DAQ | [9 empty] | FALSE |  | Communication tool CAN |  |  | 24/02/2021 00:00:00 |  | 1116
315 | CCAL0039_ni 9263 | ni 9263 | CCAL0039 |  | No |  |  | TETAUD Florian | TETAUD Florian |  |  |  | TETAUD Florian | No | [14 empty] | ni 9263 | 19AA276 |  |  |  |  | Conform | 1 - Product quality and specific measurement equipment | 15/12/2024 00:00:00 |  |  | Electricité | compact DAQ | compact DAQ | [9 empty] | FALSE |  | ni 9263 |  |  | 15/12/2021 00:00:00 |  | 1116
316 | CCAL0040_NI 9401 | NI 9401 | CCAL0040 |  | No |  |  | TETAUD Florian | TETAUD Florian |  |  |  | TETAUD Florian | No | [14 empty] | NI 9401 | 19C0CBE |  |  |  |  | No calibration status | 3 - Not affecting quality equipment |  |  |  | Electricité | According Manufacturer SpecTo be defined | According Manufacturer SpecTo be defined | [9 empty] | FALSE |  | NI 9401
317 | CCAL0041_Communication tool CAN | Communication tool CAN | CCAL0041 |  | No |  |  | TETAUD Florian | TETAUD Florian |  |  |  | TETAUD Florian | No | [20 empty] | No calibration status | 3 - Not affecting quality equipment |  |  |  | Electricité | According Manufacturer SpecTo be defined | According Manufacturer SpecTo be defined | [9 empty] | FALSE |  | Communication tool CAN
318 | CCAL0042_NI 9401 | NI 9401 | CCAL0042 |  | No |  |  | TETAUD Florian | TETAUD Florian |  |  |  | TETAUD Florian | No | [14 empty] | NI 9401 | 172151F |  |  |  |  | No calibration status | 3 - Not affecting quality equipment |  |  |  | Electricité | According Manufacturer SpecTo be defined | According Manufacturer SpecTo be defined | [9 empty] | FALSE |  | NI 9401
319 | CCAL0043_NI 9219 | NI 9219 | CCAL0043 |  | No |  |  | TETAUD Florian | TETAUD Florian |  |  |  | TETAUD Florian | No | [14 empty] | NI 9219 | 16F0D6A |  |  |  |  | No calibration status | 3 - Not affecting quality equipment |  |  |  | Electricité | -60/60 V; -15/15 V; -4/4 V-1/1 V; -125/125 mV-25/25 mA1kOhm ; 10 kOhm± 125 mVTemp) | ± 0,3% RV± 0,1% RV± 0,1% RV± 0,1% RV± 0,2% RV | [9 empty] | FALSE |  | NI 9219
320 | CCAL0044_NI 9215 | NI 9215 | CCAL0044 |  | No |  |  | TETAUD Florian | TETAUD Florian |  |  |  | TETAUD Florian | No | [20 empty] | Non-conforme | 1 - Product quality and specific measurement equipment |  |  |  | Electricité | compact DAQ | +/-0,2%.U+0,003 V | [9 empty] | FALSE |  | NI 9215
321 | CCAL0045_ni 9263 | ni 9263 | CCAL0045 |  | No |  |  | TETAUD Florian | TETAUD Florian |  |  |  | TETAUD Florian | No | [20 empty] | Non-conforme | 1 - Product quality and specific measurement equipment |  |  |  | Electricité | compact DAQ | tolérance constructeur | [9 empty] | FALSE |  | ni 9263
322 | CCAL0046_Communication tool CAN | Communication tool CAN | CCAL0046 |  | No |  |  | TETAUD Florian | TETAUD Florian |  |  |  | TETAUD Florian | No | [20 empty] | No calibration status | 1 - Product quality and specific measurement equipment |  |  |  | Electricité | compact DAQ | tolérance constructeur | [9 empty] | FALSE |  | Communication tool CAN
323 | CCAL0047_Communication tool CAN | Communication tool CAN | CCAL0047 |  | No |  |  | TETAUD Florian | TETAUD Florian |  |  |  | TETAUD Florian | No | [14 empty] | NI9263 | 17374B2 |  |  |  |  | Conform | 1 - Product quality and specific measurement equipment | 22/07/2024 00:00:00 |  |  | Electricité | ± 10V | ± 0,1% RV | [9 empty] | FALSE |  | Communication tool CAN |  |  | 22/07/2021 00:00:00 |  | 1116
324 | CCAL0048_Communication tool CAN | Communication tool CAN | CCAL0048 |  | No |  |  | TETAUD Florian | TETAUD Florian |  |  |  | TETAUD Florian | No | [14 empty] | NI 9219 | 149175C |  |  |  |  | Conform | 1 - Product quality and specific measurement equipment | 28/10/2023 00:00:00 |  |  | Electricité | -60/60 V; -15/15 V; -4/4 V-1/1 V; -125/125 mV-25/25 mA1kOhm ; 10 kOhm± 125 mVTemp) | ± 0,3% RV± 0,1% RV± 0,1% RV± 0,1% RV± 0,2% RV | [9 empty] | FALSE |  | Communication tool CAN |  |  | 28/10/2020 00:00:00 |  | 1116
325 | CCAL0049_NI 9401 | NI 9401 | CCAL0049 |  | No |  |  | TETAUD Florian | TETAUD Florian |  |  |  | TETAUD Florian | No | [14 empty] | NI 9401 | 17214C2 |  |  |  |  | No calibration status | 3 - Not affecting quality equipment |  |  |  | Electricité | gammes constructeur | tolérance constructeur | [9 empty] | FALSE |  | NI 9401
326 | CCAL0050_Electrics charge | Electrics charge | CCAL0050 |  | No |  |  | TETAUD Florian | TETAUD Florian |  |  |  | TETAUD Florian | No | [14 empty] | LD 300 | 416337 |  |  |  |  | Out of date | 1 - Product quality and specific measurement equipment | 15/12/2022 11:24:42 |  |  | Electricité | 0,1/100 ohms | Resistance mode +/- 0,5% | [9 empty] | FALSE |  | Electrics charge |  |  | 15/12/2020 11:24:42 |  | 744
327 | CCAL0051_Electrics charge | Electrics charge | CCAL0051 |  | No |  |  | TETAUD Florian | TETAUD Florian |  |  |  | TETAUD Florian | No | [14 empty] | LD 300 | 416338 | [5 empty] | 1 - Product quality and specific measurement equipment |  |  |  | Electricité | 0,1/100 ohms | Resistance mode +/- 0,5% | [9 empty] | FALSE |  | Electrics charge
328 | CCAL0052_Electrics charge | Electrics charge | CCAL0052 |  | No |  |  | TETAUD Florian | TETAUD Florian |  |  |  | TETAUD Florian | No | [14 empty] | LD 300 | 416340 | [5 empty] | 1 - Product quality and specific measurement equipment |  |  |  | Electricité | 0,1/100 ohms | Resistance mode +/- 0,5% | [9 empty] | FALSE |  | Electrics charge
329 | CCAL0053_Electrics charge | Electrics charge | CCAL0053 |  | No |  |  | TETAUD Florian | TETAUD Florian |  |  |  | TETAUD Florian | No | [14 empty] | LD 300 | 41530 |  |  |  |  | Out of date | 1 - Product quality and specific measurement equipment | 12/11/2022 16:36:33 |  |  | Electricité | 0,1/100 ohms | Resistance mode +/- 0,5% | [9 empty] | FALSE |  | Electrics charge |  |  | 12/11/2020 16:36:33 |  | 744
330 | CCAL0054_Pressure sensor | Pressure sensor | CCAL0054 |  | No |  |  | TETAUD Florian | TETAUD Florian |  |  |  | TETAUD Florian | No | [20 empty] | Non-conforme | 1 - Product quality and specific measurement equipment |  |  |  | Pression | 0/10 bar | +/- 0,1% FS | [9 empty] | FALSE |  | Pressure sensor
331 | CCAL0055_Temperature sensor | Temperature sensor | CCAL0055 |  | No |  |  | TETAUD Florian | TETAUD Florian |  |  |  | TETAUD Florian | No | [21 empty] | 1 - Product quality and specific measurement equipment |  |  |  | Température | -40/+100 °C | ±2 °C | [9 empty] | FALSE |  | Temperature sensor
332 | CCAL0056_Temperature sensor | Temperature sensor | CCAL0056 |  | No |  |  | TETAUD Florian | TETAUD Florian |  |  |  | TETAUD Florian | No | [20 empty] | No calibration status | 1 - Product quality and specific measurement equipment |  |  |  | Température | [11 empty] | FALSE |  | Temperature sensor
333 | CCAL0057_scale | scale | CCAL0057 |  | No |  |  | TETAUD Florian | TETAUD Florian |  |  |  | TETAUD Florian | No | [21 empty] | 1 - Product quality and specific measurement equipment |  |  |  | Masse | [11 empty] | FALSE |  | scale
334 | CCAL0058_Climatic chamber | Climatic chamber | CCAL0058 |  | No |  |  | TETAUD Florian | TETAUD Florian |  |  |  | TETAUD Florian | No | [14 empty] | WT120 | 59226124850010 |  |  |  |  | Conform | 1 - Product quality and specific measurement equipment | 17/01/2024 09:49:21 |  |  | Température | -40/45°C | ± 2°C | [9 empty] | FALSE |  | Climatic chamber |  |  | 17/01/2022 09:49:21 |  | 744
335 | CCAL0059_Stabilised power supply | Stabilised power supply | CCAL0059 |  | No |  |  | TETAUD Florian | TETAUD Florian |  |  |  | TETAUD Florian | No | [14 empty] | SM52-AR-60 | 10128169 |  |  |  |  | Conform | 1 - Product quality and specific measurement equipment | 15/04/2023 13:09:47 |  |  | Electricité | 0/52V 1500W | +/-1% | [9 empty] | FALSE |  | Stabilised power supply |  |  | 15/04/2021 13:09:47 |  | 744
336 | CCAL0060_Stabilised power supply | Stabilised power supply | CCAL0060 |  | No |  |  | TETAUD Florian | TETAUD Florian |  |  |  | TETAUD Florian | No | [21 empty] | 3 - Not affecting quality equipment |  |  |  | Electricité | 0/52V 1500W | +/-1% | [9 empty] | FALSE |  | Stabilised power supply
337 | CCAL0061_Stabilised power supply | Stabilised power supply | CCAL0061 |  | No |  |  | TETAUD Florian | TETAUD Florian |  |  |  | TETAUD Florian | No | [20 empty] | Conform | 1 - Product quality and specific measurement equipment | 22/09/2024 10:48:00 |  |  | Electricité | 0/52V 1500W | +/-1% | [9 empty] | FALSE |  | Stabilised power supply |  |  | 22/09/2022 10:48:00 |  | 744
338 | CCAL0062_Stabilised power supply | Stabilised power supply | CCAL0062 |  | No |  |  | TETAUD Florian | TETAUD Florian |  |  |  | TETAUD Florian | No | [14 empty] | SM52-AR-60 | 10091593 |  |  |  |  | Out of date | 1 - Product quality and specific measurement equipment | 28/10/2022 15:20:39 |  |  | Electricité | 0/52V 1500W | +/-1% | [9 empty] | FALSE |  | Stabilised power supply |  |  | 28/10/2020 15:20:39 |  | 744
339 | CCAL0063_Stabilised power supply | Stabilised power supply | CCAL0063 |  | No |  |  | TETAUD Florian | TETAUD Florian |  |  |  | TETAUD Florian | No | [14 empty] | SM52-AR-60 | 10072260 |  |  |  |  | No calibration status | 3 - Not affecting quality equipment |  |  |  | Electricité | 0/52V 1500W | +/-1% | [9 empty] | FALSE |  | Stabilised power supply
340 | CCAL0064_Stabilised power supply | Stabilised power supply | CCAL0064 |  | No |  |  | TETAUD Florian | TETAUD Florian |  |  |  | TETAUD Florian | No | [14 empty] | SM45-70D | 10065089 |  |  |  |  | Conform | 1 - Product quality and specific measurement equipment | 28/06/2023 11:33:04 |  |  | Electricité | 0/45V 1500W | +/-1% | [9 empty] | FALSE |  | Stabilised power supply |  |  | 28/06/2021 11:33:04 |  | 744
341 | CCAL0065_Stabilised power supply | Stabilised power supply | CCAL0065 |  | No |  |  | TETAUD Florian | TETAUD Florian |  |  |  | TETAUD Florian | No | [14 empty] | SM52-AR-60 | 10088785 |  |  |  |  | Conform | 1 - Product quality and specific measurement equipment | 28/05/2023 14:40:31 |  |  | Electricité | 0/52V 1500W | +/-1% | [9 empty] | FALSE |  | Stabilised power supply |  |  | 28/05/2021 14:40:31 |  | 744
342 | CCAL0066_Stabilised power supply | Stabilised power supply | CCAL0066 |  | No |  |  | TETAUD Florian | TETAUD Florian |  |  |  | TETAUD Florian | No | [14 empty] | SM 52 AR 60 | [5 empty] | Conform | 1 - Product quality and specific measurement equipment | 27/05/2023 09:51:38 |  |  | Electricité | 0/52V 1500W | +/-1% | [9 empty] | FALSE |  | Stabilised power supply |  |  | 27/05/2021 09:51:38 |  | 744
343 | CCAL0067_Stabilised power supply | Stabilised power supply | CCAL0067 |  | No |  |  | TETAUD Florian | TETAUD Florian |  |  |  | TETAUD Florian | No | [21 empty] | 1 - Product quality and specific measurement equipment |  |  |  | Electricité | 0/52V 1500W | +/-1% | [9 empty] | FALSE |  | Stabilised power supply
344 | CCAL0068_Stabilised power supply | Stabilised power supply | CCAL0068 |  | No |  |  | TETAUD Florian | TETAUD Florian |  |  |  | TETAUD Florian | No | [14 empty] | SM52-AR-60 | [5 empty] | Conform | 1 - Product quality and specific measurement equipment | 28/05/2023 11:24:10 |  |  | Electricité | 0/52V 1500W | +/-1% | [9 empty] | FALSE |  | Stabilised power supply |  |  | 28/05/2021 11:24:10 |  | 744
345 | CCAL0069_Temperature sensor | Temperature sensor | CCAL0069 |  | No |  |  | TETAUD Florian | TETAUD Florian |  |  |  | TETAUD Florian | No | [20 empty] | No calibration status | 1 - Product quality and specific measurement equipment |  |  |  | Température | [11 empty] | FALSE |  | Temperature sensor
346 | CCAL0070_Multimeter | Multimeter | CCAL0070 |  | No |  |  | TETAUD Florian | TETAUD Florian |  |  |  | TETAUD Florian | No | [20 empty] | No calibration status | 3 - Not affecting quality equipment |  |  |  | Electricité | According Manufacturer SpecTo be defined | According Manufacturer SpecTo be defined | [9 empty] | FALSE |  | Multimeter
347 | CCAL0071_Multimeter | Multimeter | CCAL0071 |  | No |  |  | TETAUD Florian | TETAUD Florian |  |  |  | TETAUD Florian | No | [14 empty] | ty720 | [5 empty] | No calibration status | 1 - Product quality and specific measurement equipment |  |  |  | Electricité | According Manufacturer SpecTo be defined | According Manufacturer SpecTo be defined | [9 empty] | FALSE |  | Multimeter
348 | CCAL0072_Multimeter | Multimeter | CCAL0072 |  | No |  |  | TETAUD Florian | TETAUD Florian |  |  |  | TETAUD Florian | No | [20 empty] | Conforme | 1 - Product quality and specific measurement equipment |  |  |  | Electricité | According Manufacturer SpecTo be defined | According Manufacturer SpecTo be defined | [9 empty] | FALSE |  | Multimeter
349 | CCAL0073_clamp ammeter | clamp ammeter | CCAL0073 |  | No |  |  | TETAUD Florian | TETAUD Florian |  |  |  | TETAUD Florian | No | [21 empty] | 1 - Product quality and specific measurement equipment |  |  |  | Electricité | 0/30A | 0/30A +/- 1% | [9 empty] | FALSE |  | clamp ammeter
350 | CCAL0074_VN 1640 | VN 1640 | CCAL0074 |  | No |  |  | TETAUD Florian | TETAUD Florian |  |  |  | TETAUD Florian | No | [14 empty] | VN 1640 | [6 empty] | 1 - Product quality and specific measurement equipment |  |  |  | Electricité | CANOE License | CANOE License | [9 empty] | FALSE |  | VN 1640
351 | CCAL0075_VN 1640 | VN 1640 | CCAL0075 |  | No |  |  | TETAUD Florian | TETAUD Florian |  |  |  | TETAUD Florian | No | [21 empty] | 1 - Product quality and specific measurement equipment |  |  |  | Electricité | CANOE License | CANOE License | [9 empty] | FALSE |  | VN 1640
352 | CCAL0076_VN 1640 | VN 1640 | CCAL0076 |  | No |  |  | TETAUD Florian | TETAUD Florian |  |  |  | TETAUD Florian | No | [14 empty] | VN 1640 | [6 empty] | 3 - Not affecting quality equipment |  |  |  | Electricité | CANOE License | CANOE License | [9 empty] | FALSE |  | VN 1640
353 | CCAL0077_VN 1640 | VN 1640 | CCAL0077 |  | No |  |  | TETAUD Florian | TETAUD Florian |  |  |  | TETAUD Florian | No | [14 empty] | VN 1640 | [6 empty] | 1 - Product quality and specific measurement equipment |  |  |  | Electricité | CANOE License | CANOE License | [9 empty] | FALSE |  | VN 1640
354 | CCAL0078_Communication tool CAN | Communication tool CAN | CCAL0078 |  | No |  |  | TETAUD Florian | TETAUD Florian |  |  |  | TETAUD Florian | No | [14 empty] | 5000 SERIE | [6 empty] | 1 - Product quality and specific measurement equipment |  |  |  | Electricité | Picoscope 5000 Serie | Picoscope 5000 Serie | [9 empty] | FALSE |  | Communication tool CAN
355 | CCAL0079_Stabilised power supply | Stabilised power supply | CCAL0079 |  | No |  |  | TETAUD Florian | TETAUD Florian |  |  |  | TETAUD Florian | No | [21 empty] | 1 - Product quality and specific measurement equipment |  |  |  | Electricité | [11 empty] | FALSE |  | Stabilised power supply
356 | CCAL0080_Stabilised power supply | Stabilised power supply | CCAL0080 |  | No |  |  | TETAUD Florian | TETAUD Florian |  |  |  | TETAUD Florian | No | [14 empty] | TOE 8825 | 25949 |  |  |  |  | No calibration status | 3 - Not affecting quality equipment |  |  |  | Electricité | TOE 8825 | REVOIR TOLERANCE CONSTRUCTEUR | [9 empty] | FALSE |  | Stabilised power supply
357 | CCAL0081_Oscilloscope | Oscilloscope | CCAL0081 |  | No |  |  | TETAUD Florian | TETAUD Florian |  |  |  | TETAUD Florian | No | [14 empty] | dlm2024 | 91PB28006 |  |  |  |  | Conform | 1 - Product quality and specific measurement equipment | 20/07/2024 00:00:00 |  |  | Electricité | DLM2024 | REVOIR TOLERANCE CONSTRUCTEUR | [9 empty] | FALSE |  | Oscilloscope |  |  | 20/07/2022 00:00:00 |  | 744
358 | CCAL0082_Oscilloscope | Oscilloscope | CCAL0082 |  | No |  |  | TETAUD Florian | TETAUD Florian |  |  |  | TETAUD Florian | No | [14 empty] | DLM2024 | 97PB28005 |  |  |  |  | Conform | 1 - Product quality and specific measurement equipment | 20/07/2024 00:00:00 |  |  | Electricité | DLM2024 | REVOIR TOLERANCE CONSTRUCTEUR | [9 empty] | FALSE |  | Oscilloscope |  |  | 20/07/2022 00:00:00 |  | 744
359 | CCAL0083_Stabilised power supply | Stabilised power supply | CCAL0083 |  | No |  |  | TETAUD Florian | TETAUD Florian |  |  |  | TETAUD Florian | No | [15 empty] | 10126048 |  |  |  |  | Conform | 1 - Product quality and specific measurement equipment | 13/01/2024 15:45:27 |  |  | Electricité | 0/52V 1500W | +/-1% | [9 empty] | FALSE |  | Stabilised power supply |  |  | 13/01/2022 15:45:27 |  | 744
360 | CCAL0084_Stabilised power supply | Stabilised power supply | CCAL0084 |  | No |  |  | TETAUD Florian | TETAUD Florian |  |  |  | TETAUD Florian | No | [15 empty] | 10154187 |  |  |  |  | Conform | 1 - Product quality and specific measurement equipment | 13/01/2024 14:49:03 |  |  | Electricité | 0/52V 1500W | +/-1% | [9 empty] | FALSE |  | Stabilised power supply |  |  | 13/01/2022 14:49:03 |  | 744
361 | CCAL0085_Stabilised power supply | Stabilised power supply | CCAL0085 |  | No |  |  | TETAUD Florian | TETAUD Florian |  |  |  | TETAUD Florian | No | [21 empty] | 1 - Product quality and specific measurement equipment |  |  |  | Electricité | 0/52V 1500W | +/-1% | [9 empty] | FALSE |  | Stabilised power supply
362 | CCAL0086_NI 9263 | NI 9263 | CCAL0086 |  | No |  |  | TETAUD Florian | TETAUD Florian |  |  |  | TETAUD Florian | No | [14 empty] | NI 9263 | 1A24F98 |  |  |  |  | No calibration status | 3 - Not affecting quality equipment |  |  |  | Electrique | ± 10V | ± 0,1% RV | [9 empty] | FALSE |  | NI 9263
363 | CCAL0087_NI 9401 | NI 9401 | CCAL0087 |  | No |  |  | TETAUD Florian | TETAUD Florian |  |  |  | TETAUD Florian | No | [14 empty] | NI 9401 | 175BBC3 |  |  |  |  | No calibration status | 3 - Not affecting quality equipment |  |  |  | Electricité | REVOIR GAMME CONSTRUCTEUR | REVOIR TOLERANCE CONSTRUCTEUR | [9 empty] | FALSE |  | NI 9401
364 | CCAL0088_NI 9205 | NI 9205 | CCAL0088 |  | No |  |  | TETAUD Florian | TETAUD Florian |  |  |  | TETAUD Florian | No | [14 empty] | NI 9205 | 1903748 |  |  |  |  | Non-conforme | 1 - Product quality and specific measurement equipment |  |  |  | Electricité | -10/10 V-5/5 V-1/1 V-0,2/0,2 V | ± 6,23 mV± 3,23 mV± 0,69 mV± 0,174 mV | [9 empty] | FALSE |  | NI 9205
365 | CCAL0089_NI 9205 | NI 9205 | CCAL0089 |  | No |  |  | TETAUD Florian | TETAUD Florian |  |  |  | TETAUD Florian | No | [14 empty] | NI 9205 with DSUB | 173A810 |  |  |  |  | Non-conforme | 1 - Product quality and specific measurement equipment |  |  |  | Electricité | -10/10 V-5/5 V-1/1 V-0,2/0,2 V | ± 6,23 mV± 3,23 mV± 0,69 mV± 0,174 mV | [9 empty] | FALSE |  | NI 9205
366 | CCAL0090_NI 9472 | NI 9472 | CCAL0090 |  | No |  |  | TETAUD Florian | TETAUD Florian |  |  |  | TETAUD Florian | No | [14 empty] | NI 9472 | [5 empty] | No calibration status | 3 - Not affecting quality equipment |  |  |  | Electricité | compact DAQ NI9472 | tolérance constructeur | [9 empty] | FALSE |  | NI 9472
367 | CCAL0091_NI 9474 | NI 9474 | CCAL0091 |  | No |  |  | TETAUD Florian | TETAUD Florian |  |  |  | TETAUD Florian | No | [14 empty] | NI 9474 | [5 empty] | No calibration status | 3 - Not affecting quality equipment |  |  |  | Electricité | compact DAQ NI9474 | tolérance constructeur | [9 empty] | FALSE |  | NI 9474
368 | CCAL0092_NI 9401 | NI 9401 | CCAL0092 |  | No |  |  | TETAUD Florian | TETAUD Florian |  |  |  | TETAUD Florian | No | [14 empty] | NI 9401 | 1A32FCF |  |  |  |  | No calibration status | 3 - Not affecting quality equipment |  |  |  | Electricité | According Manufacturer SpecTo be defined | According Manufacturer SpecTo be defined | [9 empty] | FALSE |  | NI 9401
369 | CCAL0093_NI 9401 | NI 9401 | CCAL0093 |  | No |  |  | TETAUD Florian | TETAUD Florian |  |  |  | TETAUD Florian | No | [14 empty] | NI 9401 | 175BB29 |  |  |  |  | No calibration status | 3 - Not affecting quality equipment |  |  |  | Electricité | According Manufacturer SpecTo be defined | According Manufacturer SpecTo be defined | [9 empty] | FALSE |  | NI 9401
370 | CCAL0094_NI 9205 | NI 9205 | CCAL0094 |  | No |  |  | TETAUD Florian | TETAUD Florian |  |  |  | TETAUD Florian | No | [14 empty] | NI 9205 with DSUB | 18A3F7F |  |  |  |  | Non-conforme | 1 - Product quality and specific measurement equipment |  |  |  | Electricité | -10/10 V-5/5 V-1/1 V-0,2/0,2 V | ± 6,23 mV± 3,23 mV± 0,69 mV± 0,174 mV | [9 empty] | FALSE |  | NI 9205
371 | CCAL0095_NI 9401 | NI 9401 | CCAL0095 |  | No |  |  | TETAUD Florian | TETAUD Florian |  |  |  | TETAUD Florian | No | [14 empty] | NI 9401 | 16E7BFE |  |  |  |  | No calibration status | 3 - Not affecting quality equipment |  |  |  | Electricité | According Manufacturer SpecTo be defined | According Manufacturer SpecTo be defined | [9 empty] | FALSE |  | NI 9401
372 | CCAL0096_NI 9477 | NI 9477 | CCAL0096 |  | No |  |  | TETAUD Florian | TETAUD Florian |  |  |  | TETAUD Florian | No | [15 empty] | 16E7C01 |  |  |  |  | No calibration status | 3 - Not affecting quality equipment |  |  |  | Electricité | According Manufacturer SpecTo be defined | According Manufacturer SpecTo be defined | [9 empty] | FALSE |  | NI 9477
373 | CCAL0097_NI 9205 | NI 9205 | CCAL0097 |  | No |  |  | TETAUD Florian | TETAUD Florian |  |  |  | TETAUD Florian | No | [14 empty] | NI 9205 | 16D1D3A |  |  |  |  | No calibration status | 3 - Not affecting quality equipment |  |  |  | Electricité | -10/10 V-5/5 V-1/1 V-0,2/0,2 V | ± 6,23 mV± 3,23 mV± 0,69 mV± 0,174 mV | [9 empty] | FALSE |  | NI 9205
374 | CCAL0098_NI 9264 | NI 9264 | CCAL0098 |  | No |  |  | TETAUD Florian | TETAUD Florian |  |  |  | TETAUD Florian | No | [14 empty] | NI 9264 | 16B5E2B |  |  |  |  | Conform | 1 - Product quality and specific measurement equipment | 25/04/2025 00:00:00 |  |  | Electricité | According Manufacturer SpecTo be defined | According Manufacturer SpecTo be defined | [9 empty] | FALSE |  | NI 9264 |  |  | 25/04/2022 00:00:00 |  | 1116
375 | CCAL0099_NI 9269 | NI 9269 | CCAL0099 |  | No |  |  | TETAUD Florian | TETAUD Florian |  |  |  | TETAUD Florian | No | [14 empty] | NI 9269 | 16DB6F7 |  |  |  |  | Conform | 1 - Product quality and specific measurement equipment | 25/04/2025 00:00:00 |  |  | Electricité | According Manufacturer SpecTo be defined | According Manufacturer SpecTo be defined | [9 empty] | FALSE |  | NI 9269 |  |  | 25/04/2022 00:00:00 |  | 1116
376 | CCAL0100_NI 9269 | NI 9269 | CCAL0100 |  | No |  |  | TETAUD Florian | TETAUD Florian |  |  |  | TETAUD Florian | No | [14 empty] | NI 9269 | 16DB755 |  |  |  |  | Non-conforme | 1 - Product quality and specific measurement equipment |  |  |  | Electricité | According Manufacturer SpecTo be defined | According Manufacturer SpecTo be defined | [9 empty] | FALSE |  | NI 9269
377 | CCAL0101_NI 9264 | NI 9264 | CCAL0101 |  | No |  |  | TETAUD Florian | TETAUD Florian |  |  |  | TETAUD Florian | No | [14 empty] | NI 9264 | 176CBCE |  |  |  |  | Non-conforme | 1 - Product quality and specific measurement equipment |  |  |  | Electricité | According Manufacturer SpecTo be defined | According Manufacturer SpecTo be defined | [9 empty] | FALSE |  | NI 9264
378 | CCAL0102_NI 9401 | NI 9401 | CCAL0102 |  | No |  |  | TETAUD Florian | TETAUD Florian |  |  |  | TETAUD Florian | No | [14 empty] | NI 9401 | 181A489 |  |  |  |  | No calibration status | 3 - Not affecting quality equipment |  |  |  | Electricité | According Manufacturer SpecTo be defined | According Manufacturer SpecTo be defined | [9 empty] | FALSE |  | NI 9401
379 | CCAL0103_NI 9477 | NI 9477 | CCAL0103 |  | No |  |  | TETAUD Florian | TETAUD Florian |  |  |  | TETAUD Florian | No | [14 empty] | NI 9477 | 177483D |  |  |  |  | No calibration status | 3 - Not affecting quality equipment |  |  |  | Electricité | compact DAQ NI9477 | tolérance constructeur | [9 empty] | FALSE |  | NI 9477
380 | CCAL0104_NI 9477 | NI 9477 | CCAL0104 |  | No |  |  | TETAUD Florian | TETAUD Florian |  |  |  | TETAUD Florian | No | [14 empty] | NI 9477 | 1774879 |  |  |  |  | No calibration status | 3 - Not affecting quality equipment |  |  |  | Electricité | According Manufacturer SpecTo be defined | According Manufacturer SpecTo be defined | [9 empty] | FALSE |  | NI 9477
381 | CCAL0105_NI 9205 | NI 9205 | CCAL0105 |  | No |  |  | TETAUD Florian | TETAUD Florian |  |  |  | TETAUD Florian | No | [14 empty] | NI 9205 | 173A7CC |  |  |  |  | Conforme | 1 - Product quality and specific measurement equipment |  |  |  | Electricité | -10/10 V-5/5 V-1/1 V-0,2/0,2 V | ± 6,23 mV± 3,23 mV± 0,69 mV± 0,174 mV | [9 empty] | FALSE |  | NI 9205
382 | CCAL0106_NI 9205 | NI 9205 | CCAL0106 |  | No |  |  | TETAUD Florian | TETAUD Florian |  |  |  | TETAUD Florian | No | [14 empty] | NI 9205 | 16D1924 |  |  |  |  | Conform | 1 - Product quality and specific measurement equipment | 22/04/2025 00:00:00 |  |  | Electricité | -10/10 V-5/5 V-1/1 V-0,2/0,2 V | ± 6,23 mV± 3,23 mV± 0,69 mV± 0,174 mV | [9 empty] | FALSE |  | NI 9205 |  |  | 22/04/2022 00:00:00 |  | 1116
383 | CCAL0107_NI 9205 | NI 9205 | CCAL0107 |  | No |  |  | TETAUD Florian | TETAUD Florian |  |  |  | TETAUD Florian | No | [14 empty] | NI 9205 | 173A728 |  |  |  |  | Conform | 1 - Product quality and specific measurement equipment | 22/04/2025 00:00:00 |  |  | Electricité | -10/10 V-5/5 V-1/1 V-0,2/0,2 V | ± 6,23 mV± 3,23 mV± 0,69 mV± 0,174 mV | [9 empty] | FALSE |  | NI 9205 |  |  | 22/04/2022 00:00:00 |  | 1116
384 | CCAL0108_NI 9205 | NI 9205 | CCAL0108 |  | No |  |  | TETAUD Florian | TETAUD Florian |  |  |  | TETAUD Florian | No | [14 empty] | NI 9205 | 173A81E |  |  |  |  | Conform | 1 - Product quality and specific measurement equipment | 22/04/2025 00:00:00 |  |  | Electricité | -10/10 V-5/5 V-1/1 V-0,2/0,2 V | ± 6,23 mV± 3,23 mV± 0,69 mV± 0,174 mV | [9 empty] | FALSE |  | NI 9205 |  |  | 22/04/2022 00:00:00 |  | 1116
385 | CCAL0109_Communication tool CAN | Communication tool CAN | CCAL0109 |  | No |  |  | TETAUD Florian | TETAUD Florian |  |  |  | TETAUD Florian | No | [20 empty] | No calibration status | 3 - Not affecting quality equipment |  |  |  | Electricité | [11 empty] | FALSE |  | Communication tool CAN
386 | CCAL0110_NI 9401 | NI 9401 | CCAL0110 |  | No |  |  | TETAUD Florian | TETAUD Florian |  |  |  | TETAUD Florian | No | [20 empty] | No calibration status | 3 - Not affecting quality equipment |  |  |  | Electricité | compact DAQ NI9401 | tolérance constructeur | [9 empty] | FALSE |  | NI 9401
387 | CCAL0111_NI9263 | NI9263 | CCAL0111 |  | No |  |  | TETAUD Florian | TETAUD Florian |  |  |  | TETAUD Florian | No | [14 empty] | NI9263 | [5 empty] | No calibration status | 1 - Product quality and specific measurement equipment |  |  |  | Electricité | ± 10V | ± 0,1% RV | [9 empty] | FALSE |  | NI9263
388 | CCAL0112_Communication tool CAN | Communication tool CAN | CCAL0112 |  | No |  |  | TETAUD Florian | TETAUD Florian |  |  |  | TETAUD Florian | No | [14 empty] | Interface E/S Bench test | 175d559 |  |  |  |  | Non-conforme | 1 - Product quality and specific measurement equipment |  |  |  | Electricité | compact DAQ NI9474 | tolérance constructeur | [9 empty] | FALSE |  | Communication tool CAN
389 | CCAL0113_Communication tool CAN | Communication tool CAN | CCAL0113 |  | No |  |  | TETAUD Florian | TETAUD Florian |  |  |  | TETAUD Florian | No | [14 empty] | NI 9924 | [5 empty] | No calibration status | 3 - Not affecting quality equipment |  |  |  | Electricité | compact DAQ NI9924 | tolérance constructeur | [9 empty] | FALSE |  | Communication tool CAN
390 | CCAL0114_NI 9263 | NI 9263 | CCAL0114 |  | No |  |  | TETAUD Florian | TETAUD Florian |  |  |  | TETAUD Florian | No | [14 empty] | NI 9263 | 1.78e+85 |  |  |  |  | Out of date | 1 - Product quality and specific measurement equipment | 19/06/2022 00:00:00 |  |  | Electrique | -10/10 V | ± 0,1% RV | [9 empty] | FALSE |  | NI 9263 |  |  | 19/06/2019 00:00:00 |  | 1116
391 | CCAL0115_NI 9219 | NI 9219 | CCAL0115 |  | No |  |  | TETAUD Florian | TETAUD Florian |  |  |  | TETAUD Florian | No | [14 empty] | NI 9219 | 1769BFD |  |  |  |  | Conform | 1 - Product quality and specific measurement equipment | 22/04/2025 00:00:00 |  |  | Electricité | -60/60 V; -15/15 V; -4/4 V-1/1 V; -125/125 mV-25/25 mA1kOhm ; 10 kOhm± 125 mVTemp) | ± 0,3% RV± 0,1% RV± 0,1% RV± 0,1% RV± 0,2% RV | [9 empty] | FALSE |  | NI 9219 |  |  | 22/04/2022 00:00:00 |  | 1116
392 | CCAL0116_NI 9401 | NI 9401 | CCAL0116 |  | No |  |  | TETAUD Florian | TETAUD Florian |  |  |  | TETAUD Florian | No | [14 empty] | NI 9401 | 13EA4C5 |  |  |  |  | No calibration status | 3 - Not affecting quality equipment |  |  |  | Electricité | According Manufacturer SpecTo be defined | According Manufacturer SpecTo be defined | [9 empty] | FALSE |  | NI 9401
393 | CCAL0117_Pressure sensor | Pressure sensor | CCAL0117 |  | No |  |  | TETAUD Florian | TETAUD Florian |  |  |  | TETAUD Florian | No | [21 empty] | 1 - Product quality and specific measurement equipment |  |  |  | Pression | -1/+15Bar | +/-0,5% FS | [9 empty] | FALSE |  | Pressure sensor
394 | CCAL0118_VN 1630 | VN 1630 | CCAL0118 |  | No |  |  | TETAUD Florian | TETAUD Florian |  |  |  | TETAUD Florian | No | [14 empty] | VN 1630 | [5 empty] | No calibration status | 3 - Not affecting quality equipment |  |  |  | Electricité | CANAPE License | tolérance constructeur | [9 empty] | FALSE |  | VN 1630
395 | CCAL0119_VN 1630 | VN 1630 | CCAL0119 |  | No |  |  | TETAUD Florian | TETAUD Florian |  |  |  | TETAUD Florian | No | [20 empty] | No calibration status | 3 - Not affecting quality equipment |  |  |  | Electricité | CANAPE License | tolérance constructeur | [9 empty] | FALSE |  | VN 1630
396 | CCAL0120_VN 1630 | VN 1630 | CCAL0120 |  | No |  |  | TETAUD Florian | TETAUD Florian |  |  |  | TETAUD Florian | No | [14 empty] | VN 1630 | [5 empty] | No calibration status | 3 - Not affecting quality equipment |  |  |  | Electricité | CANAPE License | tolérance constructeur | [9 empty] | FALSE |  | VN 1630
397 | CCAL0121_VN 1630 | VN 1630 | CCAL0121 |  | No |  |  | TETAUD Florian | TETAUD Florian |  |  |  | TETAUD Florian | No | [14 empty] | VN 1630 | [5 empty] | No calibration status | 3 - Not affecting quality equipment |  |  |  | Electricité | CANAPE License | tolérance constructeur | [9 empty] | FALSE |  | VN 1630
398 | CCAL0122_Communication Tool CAN | Communication Tool CAN | CCAL0122 |  | No |  |  | TETAUD Florian | TETAUD Florian |  |  |  | TETAUD Florian | No | [20 empty] | No calibration status | 3 - Not affecting quality equipment |  |  |  | Electricité | CANAPE License | tolérance constructeur | [9 empty] | FALSE |  | Communication Tool CAN
399 | CCAL0123_VN 1630 | VN 1630 | CCAL0123 |  | No |  |  | TETAUD Florian | TETAUD Florian |  |  |  | TETAUD Florian | No | [14 empty] | VN 1630 | [5 empty] | No calibration status | 3 - Not affecting quality equipment |  |  |  | Electricité | CANAPE License | tolérance constructeur | [9 empty] | FALSE |  | VN 1630
400 | CCAL0124_Pressure sensor | Pressure sensor | CCAL0124 |  | No |  |  | TETAUD Florian | TETAUD Florian |  |  |  | TETAUD Florian | No | [14 empty] | dtrans p30 | 2.1264e+17 |  |  |  |  | Non-conforme | 1 - Product quality and specific measurement equipment |  |  |  | Pression | -1/+15Bar | +/-0,5% FS | [9 empty] | FALSE |  | Pressure sensor
401 | CCAL0125_Pressure sensor | Pressure sensor | CCAL0125 |  | No |  |  | TETAUD Florian | TETAUD Florian |  |  |  | TETAUD Florian | No | [15 empty] | 151600232 | [5 empty] | 1 - Product quality and specific measurement equipment |  |  |  | Pression | [11 empty] | FALSE |  | Pressure sensor
402 | CCAL0126_Pressure sensor | Pressure sensor | CCAL0126 |  | No |  |  | TETAUD Florian | TETAUD Florian |  |  |  | TETAUD Florian | No | [14 empty] | dtrans p30 | 2.1264e+17 | [5 empty] | 1 - Product quality and specific measurement equipment |  |  |  | Pression | -1/+15Bar | +/-0,5% FS | [9 empty] | FALSE |  | Pressure sensor
403 | CCAL0127_Pressure sensor | Pressure sensor | CCAL0127 |  | No |  |  | TETAUD Florian | TETAUD Florian |  |  |  | TETAUD Florian | No | [21 empty] | 1 - Product quality and specific measurement equipment |  |  |  | Pression | -1/+15Bar | +/-0,5% FS | [9 empty] | FALSE |  | Pressure sensor
404 | CCAL0128_Pressure sensor | Pressure sensor | CCAL0128 |  | No |  |  | TETAUD Florian | TETAUD Florian |  |  |  | TETAUD Florian | No | [14 empty] | UNIK 5000 | 10441654 | [5 empty] | 1 - Product quality and specific measurement equipment |  |  |  | Pression | [11 empty] | FALSE |  | Pressure sensor
405 | CCAL0129_Pressure sensor | Pressure sensor | CCAL0129 |  | No |  |  | TETAUD Florian | TETAUD Florian |  |  |  | TETAUD Florian | No | [14 empty] | dtrans p30 | 2.1264e+17 |  |  |  |  | Non-conforme | 1 - Product quality and specific measurement equipment |  |  |  | Pression | -1/+15Bar | +/-0,5% FS | [9 empty] | FALSE |  | Pressure sensor
406 | CCAL0130_Pressure sensor | Pressure sensor | CCAL0130 |  | No |  |  | TETAUD Florian | TETAUD Florian |  |  |  | TETAUD Florian | No | [14 empty] | dtrans p30 | 2.1264e+17 | [5 empty] | 1 - Product quality and specific measurement equipment |  |  |  | Pression | -1/+15Bar | +/-0,5% FS | [9 empty] | FALSE |  | Pressure sensor
407 | CCAL0131_Pressure sensor | Pressure sensor | CCAL0131 |  | No |  |  | TETAUD Florian | TETAUD Florian |  |  |  | TETAUD Florian | No | [14 empty] | dtrans p30 | 2.1264e+17 | [5 empty] | 1 - Product quality and specific measurement equipment |  |  |  | Pression | -1/+15Bar | +/-0,5% FS | [9 empty] | FALSE |  | Pressure sensor
408 | CCAL0132_NI USB 6211 | NI USB 6211 | CCAL0132 |  | No |  |  | TETAUD Florian | TETAUD Florian |  |  |  | TETAUD Florian | No | [14 empty] | NI USB 6211 | 1690C8E |  |  |  |  | Non-conforme | 1 - Product quality and specific measurement equipment |  |  |  | Electrique | According Manufacturer SpecTo be defined | According Manufacturer SpecTo be defined | [9 empty] | FALSE |  | NI USB 6211
409 | CCAL0133_Stabilised power supply | Stabilised power supply | CCAL0133 |  | No |  |  | TETAUD Florian | TETAUD Florian |  |  |  | TETAUD Florian | No | [14 empty] | GEN20-38 | LOC-617A086-0012 |  |  |  |  | Conform | 1 - Product quality and specific measurement equipment | 16/08/2023 10:45:59 |  |  | Electricité | 0-20V0-38 A | ± 0,5 V± 0,1216 A | [9 empty] | FALSE |  | Stabilised power supply |  |  | 16/08/2021 10:45:59 |  | 744
410 | CCAL0134_Stabilised power supply | Stabilised power supply | CCAL0134 |  | No |  |  | TETAUD Florian | TETAUD Florian |  |  |  | TETAUD Florian | No | [14 empty] | GEN20-38 | LOC-617A086-0013 |  |  |  |  | Conform | 0 - Standard equipment | 16/08/2023 13:51:18 |  |  | Electricité | 0-20V0-38 A | ± 0,5 V± 0,1216 A | [9 empty] | FALSE |  | Stabilised power supply |  |  | 16/08/2021 13:51:18 |  | 744
411 | CCAL0135_Stabilised power supply | Stabilised power supply | CCAL0135 |  | No |  |  | TETAUD Florian | TETAUD Florian |  |  |  | TETAUD Florian | No | [14 empty] | GEN20-38 | LOC-622A280-0002 |  |  |  |  | Conform | 1 - Product quality and specific measurement equipment | 16/08/2023 14:01:17 |  |  | Electricité | 0-20V0-38 A | ± 0,5 V± 0,1216 A | [9 empty] | FALSE |  | Stabilised power supply |  |  | 16/08/2021 14:01:17 |  | 744
412 | CCAL0136_Stabilised power supply | Stabilised power supply | CCAL0136 |  | No |  |  | TETAUD Florian | TETAUD Florian |  |  |  | TETAUD Florian | No | [14 empty] | GEN20-38 | [5 empty] | Conform | 1 - Product quality and specific measurement equipment | 16/08/2023 13:32:29 |  |  | Electricité | 0-20V0-38 A | ± 0,5 V± 0,1216 A | [9 empty] | FALSE |  | Stabilised power supply |  |  | 16/08/2021 13:32:29 |  | 744
413 | CCAL0137_Box decades | Box decades | CCAL0137 |  | No |  |  | TETAUD Florian | TETAUD Florian |  |  |  | TETAUD Florian | No | [15 empty] | K/05396 |  |  |  |  | No calibration status | 3 - Not affecting quality equipment |  |  |  | Electricité | +1/+1111110 Ohm | ± 1% | [9 empty] | FALSE |  | Box decades
414 | CCAL0138_Box decades | Box decades | CCAL0138 |  | No |  |  | TETAUD Florian | TETAUD Florian |  |  |  | TETAUD Florian | No | [15 empty] | K/05395 |  |  |  |  | No calibration status | 3 - Not affecting quality equipment |  |  |  | Electricité | +1/+1111110 Ohm | ± 1% | [9 empty] | FALSE |  | Box decades
415 | CCAL0139_Box decades | Box decades | CCAL0139 |  | No |  |  | TETAUD Florian | TETAUD Florian |  |  |  | TETAUD Florian | No | [15 empty] | K/05385 |  |  |  |  | No calibration status | 3 - Not affecting quality equipment |  |  |  | Electricité | +1/+1111110 Ohm | ± 1% | [9 empty] | FALSE |  | Box decades
416 | CCAL0140_Box decades | Box decades | CCAL0140 |  | No |  |  | TETAUD Florian | TETAUD Florian |  |  |  | TETAUD Florian | No | [15 empty] | K/02805 |  |  |  |  | No calibration status | 3 - Not affecting quality equipment |  |  |  | Electricité | +1/+1111110 Ohm | ± 1% | [9 empty] | FALSE |  | Box decades
417 | CCAL0141_Vernier caliper | Vernier caliper | CCAL0141 |  | No |  |  | TETAUD Florian | TETAUD Florian |  |  |  | TETAUD Florian | No | [15 empty] | LIN 8129130 |  |  |  |  | No calibration status | 3 - Not affecting quality equipment |  |  |  | Dimensionnel | 0 / 150mm | ± 0,01 mm | [9 empty] | FALSE |  | Vernier caliper
418 | CCAL0142_Inclinometer | Inclinometer | CCAL0142 |  | No |  |  | TETAUD Florian | TETAUD Florian |  |  |  | TETAUD Florian | No | [20 empty] | Out of date | 1 - Product quality and specific measurement equipment | 23/12/2022 00:00:00 |  |  | Dimensionnel | 0 / 90 ° | ± 0,15 ° | [9 empty] | FALSE |  | Inclinometer |  |  | 23/12/2020 00:00:00 |  | 744
419 | CCAL0143_NI 9401 | NI 9401 | CCAL0143 |  | No |  |  | TETAUD Florian | TETAUD Florian |  |  |  | TETAUD Florian | No | [14 empty] | NI 9401 | 1A32FCF |  |  |  |  | No calibration status | 3 - Not affecting quality equipment |  |  |  | Electricité | According Manufacturer SpecTo be defined | According Manufacturer SpecTo be defined | [9 empty] | FALSE |  | NI 9401
420 | CCAL0144_NI 9263 | NI 9263 | CCAL0144 |  | No |  |  | TETAUD Florian | TETAUD Florian |  |  |  | TETAUD Florian | No | [14 empty] | NI 9263 | 1A2500C |  |  |  |  | Conform | 1 - Product quality and specific measurement equipment | 25/04/2025 00:00:00 |  |  | Electrique | -10/10 V | ± 0,1% RV | [9 empty] | FALSE |  | NI 9263 |  |  | 25/04/2022 00:00:00 |  | 1116
421 | CCAL0145_Stabilised power supply | Stabilised power supply | CCAL0145 |  | No |  |  | TETAUD Florian | TETAUD Florian |  |  |  | TETAUD Florian | No | [14 empty] | U8031A | [5 empty] | Non-conforme | 1 - Product quality and specific measurement equipment |  |  |  | Electricité | According Manufacturer SpecTo be defined | According Manufacturer SpecTo be defined | [9 empty] | FALSE |  | Stabilised power supply
422 | CCAL0146_Stabilised power supply | Stabilised power supply | CCAL0146 |  | No |  |  | TETAUD Florian | TETAUD Florian |  |  |  | TETAUD Florian | No | [14 empty] | SM52-AR-60 | 10128139 |  |  |  |  | Conform | 1 - Product quality and specific measurement equipment | 26/08/2023 14:46:54 |  |  | Electricité | 0/52V 1500W | +/-1% | [9 empty] | FALSE |  | Stabilised power supply |  |  | 26/08/2021 14:46:54 |  | 744
423 | CCAL0147_Pressure calibration | Pressure calibration | CCAL0147 |  | No |  |  | TETAUD Florian | TETAUD Florian |  |  |  | TETAUD Florian | No | [14 empty] | dtrans p30 | 2.1745e+17 | [5 empty] | 1 - Product quality and specific measurement equipment |  |  |  | Pression | -1/+15Bar | +/-0,5% FS | [9 empty] | FALSE |  | Pressure calibration
424 | CCAL0148_Pressure calibration | Pressure calibration | CCAL0148 |  | No |  |  | TETAUD Florian | TETAUD Florian |  |  |  | TETAUD Florian | No | [14 empty] | dtrans p30 | 2.1745e+17 | [5 empty] | 1 - Product quality and specific measurement equipment |  |  |  | Pression | -1/+15Bar | +/-0,5% FS | [9 empty] | FALSE |  | Pressure calibration
425 | CCAL0149_Pressure calibration | Pressure calibration | CCAL0149 |  | No |  |  | TETAUD Florian | TETAUD Florian |  |  |  | TETAUD Florian | No | [14 empty] | dtrans p30 | 2.1745e+17 | [5 empty] | 1 - Product quality and specific measurement equipment |  |  |  | Pression | -1/+15Bar | +/-0,5% FS | [9 empty] | FALSE |  | Pressure calibration
426 | CCAL0150_Pressure calibration | Pressure calibration | CCAL0150 |  | No |  |  | TETAUD Florian | TETAUD Florian |  |  |  | TETAUD Florian | No | [14 empty] | dtrans p30 | 2.1745e+17 | [5 empty] | 1 - Product quality and specific measurement equipment |  |  |  | Pression | -1/+15Bar | +/-0,5% FS | [9 empty] | FALSE |  | Pressure calibration
427 | CCAL0151_Pressure calibration | Pressure calibration | CCAL0151 |  | No |  |  | TETAUD Florian | TETAUD Florian |  |  |  | TETAUD Florian | No | [14 empty] | dtrans p30 | 2.1745e+17 | [5 empty] | 1 - Product quality and specific measurement equipment |  |  |  | Pression | -1/+15Bar | +/-0,5% FS | [9 empty] | FALSE |  | Pressure calibration
428 | CCAL0152_Pressure calibration | Pressure calibration | CCAL0152 |  | No |  |  | TETAUD Florian | TETAUD Florian |  |  |  | TETAUD Florian | No | [14 empty] | dtrans p30 | 2.1745e+17 | [5 empty] | 1 - Product quality and specific measurement equipment |  |  |  | Pression | -1/+15Bar | +/-0,5% FS | [9 empty] | FALSE |  | Pressure calibration
429 | CCAL0153_Stabilised power supply | Stabilised power supply | CCAL0153 |  | No |  |  | TETAUD Florian | TETAUD Florian |  |  |  | TETAUD Florian | No | [14 empty] | GEN20-38 | LOC-628A121-0003 |  |  |  |  | Conform | 1 - Product quality and specific measurement equipment | 17/08/2023 12:18:06 |  |  | Electricité | 0-20V0-38 A | ± 0,5 V± 0,1216 A | [9 empty] | FALSE |  | Stabilised power supply |  |  | 17/08/2021 12:18:06 |  | 744
430 | CCAL0154_Stabilised power supply | Stabilised power supply | CCAL0154 |  | No |  |  | TETAUD Florian | TETAUD Florian |  |  |  | TETAUD Florian | No | [15 empty] | LOC-628A121-0002 |  |  |  |  | Conform | 1 - Product quality and specific measurement equipment | 17/08/2023 12:26:50 |  |  | Electricité | 0-20V0-38 A | ± 0,5 V± 0,1216 A | [9 empty] | FALSE |  | Stabilised power supply |  |  | 17/08/2021 12:26:50 |  | 744
431 | CCAL0155_Stabilised power supply | Stabilised power supply | CCAL0155 |  | No |  |  | TETAUD Florian | TETAUD Florian |  |  |  | TETAUD Florian | No | [15 empty] | LOC-630A442-0004 |  |  |  |  | Conform | 1 - Product quality and specific measurement equipment | 17/08/2023 12:39:08 |  |  | Electricité | 0-20V0-38 A | ± 0,5 V± 0,1216 A | [9 empty] | FALSE |  | Stabilised power supply |  |  | 17/08/2021 12:39:08 |  | 744
432 | CCAL0156_Stabilised power supply | Stabilised power supply | CCAL0156 |  | No |  |  | TETAUD Florian | TETAUD Florian |  |  |  | TETAUD Florian | No | [15 empty] | LOC-630A442-0003 |  |  |  |  | Conform | 1 - Product quality and specific measurement equipment | 17/08/2023 12:54:15 |  |  | Electricité | 0-20V0-38 A | ± 0,5 V± 0,1216 A | [9 empty] | FALSE |  | Stabilised power supply |  |  | 17/08/2021 12:54:15 |  | 744
433 | CCAL0157_Stabilised power supply | Stabilised power supply | CCAL0157 |  | No |  |  | TETAUD Florian | TETAUD Florian |  |  |  | TETAUD Florian | No | [14 empty] | SM52-AR-60 | 10175051 |  |  |  |  | Conform | 1 - Product quality and specific measurement equipment | 21/06/2024 14:28:44 |  |  | Electricité | 0/52V 1500W | +/-1% | [9 empty] | FALSE |  | Stabilised power supply |  |  | 21/06/2022 14:28:44 |  | 744
434 | CCAL0158_NI 9263 | NI 9263 | CCAL0158 |  | No |  |  | TETAUD Florian | TETAUD Florian |  |  |  | TETAUD Florian | No | [14 empty] | NI 9263 | 1716118 |  |  |  |  | Non-conforme | 1 - Product quality and specific measurement equipment |  |  |  | Electrique | ± 10V | ± 0,1% RV | [9 empty] | FALSE |  | NI 9263
435 | CCAL0159_Scale | Scale | CCAL0159 |  | No |  |  | TETAUD Florian | TETAUD Florian |  |  |  | TETAUD Florian | No | [14 empty] | FKB30K1A | WD15004360 |  |  |  |  | Non-conforme | 1 - Product quality and specific measurement equipment |  |  |  | Masse | 0/30 kg | ± 1 g | [9 empty] | FALSE |  | Scale
436 | CCAL0160_Stabilised power supply | Stabilised power supply | CCAL0160 |  | No |  |  | TETAUD Florian | TETAUD Florian |  |  |  | TETAUD Florian | No | [14 empty] | N5744A | US14H9979P |  |  |  |  | Conform | 1 - Product quality and specific measurement equipment | 03/08/2024 09:52:04 |  |  | Electricité | gammes constructeur | tolérance constructeur | [9 empty] | FALSE |  | Stabilised power supply |  |  | 03/08/2022 09:52:04 |  | 744
437 | CCAL0161_Thermostatic bath | Thermostatic bath | CCAL0161 |  | No |  |  | TETAUD Florian | TETAUD Florian |  |  |  | TETAUD Florian | No | [14 empty] | F25 | [5 empty] | Conform | 1 - Product quality and specific measurement equipment | 05/08/2024 15:03:44 |  |  | Température | 23/80°C | +/- 1°C | [9 empty] | FALSE |  | Thermostatic bath |  |  | 05/08/2022 15:03:44 |  | 744
438 | CCAL0162_Thermostatic bath | Thermostatic bath | CCAL0162 |  | No |  |  | TETAUD Florian | TETAUD Florian |  |  |  | TETAUD Florian | No | [14 empty] | F25 | [5 empty] | Non-conforme | 1 - Product quality and specific measurement equipment |  |  |  | Température | 23/80°C | +/- 1°C | [9 empty] | FALSE |  | Thermostatic bath
439 | CCAL0163_Ad scan | Ad scan | CCAL0163 |  | No |  |  | TETAUD Florian | TETAUD Florian |  |  |  | TETAUD Florian | No | [15 empty] | 13486-ADMD | [5 empty] | 1 - Product quality and specific measurement equipment | 03/08/2023 12:52:39 |  |  | Température | According Manufacturer SpecTo be defined | According Manufacturer SpecTo be defined | [9 empty] | FALSE |  | Ad scan |  |  | 03/08/2018 12:52:39 |  | 1860
440 | CCAL0164_Temperature recorder | Temperature recorder | CCAL0164 |  | No |  |  | TETAUD Florian | TETAUD Florian |  |  |  | TETAUD Florian | No | [14 empty] | boite CSM temperature | 30132-THMD / 3033-THMD |  |  |  |  | Non-conforme | 1 - Product quality and specific measurement equipment |  |  |  | Température | According Manufacturer SpecTo be defined | According Manufacturer SpecTo be defined | [9 empty] | FALSE |  | Temperature recorder
441 | CCAL0165_Temperature recorder | Temperature recorder | CCAL0165 |  | No |  |  | TETAUD Florian | TETAUD Florian |  |  |  | TETAUD Florian | No | [14 empty] | boite CSM temperature | 30130-THMD/ 30131-THMD |  |  |  |  | No calibration status | 3 - Not affecting quality equipment |  |  |  | Température | According Manufacturer SpecTo be defined | According Manufacturer SpecTo be defined | [9 empty] | FALSE |  | Temperature recorder
442 | CCAL0166_Ad scan | Ad scan | CCAL0166 |  | No |  |  | TETAUD Florian | TETAUD Florian |  |  |  | TETAUD Florian | No | [15 empty] | 2013-CNMM |  |  |  |  | Non-conforme | 1 - Product quality and specific measurement equipment |  |  |  | Température | According Manufacturer SpecTo be defined | According Manufacturer SpecTo be defined | [9 empty] | FALSE |  | Ad scan
443 | CCAL0167_Ad scan | Ad scan | CCAL0167 |  | No |  |  | TETAUD Florian | TETAUD Florian |  |  |  | TETAUD Florian | No | [15 empty] | 3038-ADMD |  |  |  |  | Conform | 1 - Product quality and specific measurement equipment | 22/12/2023 14:33:04 |  |  | Température | According Manufacturer SpecTo be defined | According Manufacturer SpecTo be defined | [9 empty] | FALSE |  | Ad scan |  |  | 22/12/2021 14:33:04 |  | 744
444 | CCAL0168_Ad scan | Ad scan | CCAL0168 |  | No |  |  | TETAUD Florian | TETAUD Florian |  |  |  | TETAUD Florian | No | [15 empty] | 7976-ADMD |  |  |  |  | Conform | 1 - Product quality and specific measurement equipment | 30/07/2023 00:00:00 |  |  | Température | According Manufacturer SpecTo be defined | According Manufacturer SpecTo be defined | [9 empty] | FALSE |  | Ad scan |  |  | 30/07/2018 00:00:00 |  | 1860
445 | CCAL0169_Temperature recorder | Temperature recorder | CCAL0169 |  | No |  |  | TETAUD Florian | TETAUD Florian |  |  |  | TETAUD Florian | No | [14 empty] | boite CSM temperature | [5 empty] | Conform | 1 - Product quality and specific measurement equipment | 05/04/2027 13:15:52 |  |  | Température | According Manufacturer SpecTo be defined | According Manufacturer SpecTo be defined | [9 empty] | FALSE |  | Temperature recorder |  |  | 05/04/2022 13:15:52 |  | 1860
446 | CCAL0170_Temperature recorder | Temperature recorder | CCAL0170 |  | No |  |  | TETAUD Florian | TETAUD Florian |  |  |  | TETAUD Florian | No | [14 empty] | boite CSM temperature | IPEH-002205 00529 |  |  |  |  | No calibration status | 3 - Not affecting quality equipment |  |  |  | Température | / | / | [9 empty] | FALSE |  | Temperature recorder
447 | CCAL0171_Temperature recorder | Temperature recorder | CCAL0171 |  | No |  |  | TETAUD Florian | TETAUD Florian |  |  |  | TETAUD Florian | No | [14 empty] | CAN THERMOCOUPLE 1 | IPEH-002205 00554 |  |  |  |  | Non-conforme | 1 - Product quality and specific measurement equipment |  |  |  | Température | -100/1300°C | 1 % | [9 empty] | FALSE |  | Temperature recorder
448 | CCAL0172_Temperature recorder | Temperature recorder | CCAL0172 |  | No |  |  | TETAUD Florian | TETAUD Florian |  |  |  | TETAUD Florian | No | [14 empty] | CAN THERMOCOUPLE 1 | IPEH-002205 00553 | [5 empty] | 3 - Not affecting quality equipment |  |  |  | Température | / | / | [9 empty] | FALSE |  | Temperature recorder
449 | CCAL0173_Temperature recorder | Temperature recorder | CCAL0173 |  | No |  |  | TETAUD Florian | TETAUD Florian |  |  |  | TETAUD Florian | No | [14 empty] | CAN THERMOCOUPLE 1 | IPEH-002205 00552 | [5 empty] | 1 - Product quality and specific measurement equipment |  |  |  | Température | -100/1300°C | 1 % | [9 empty] | FALSE |  | Temperature recorder
450 | CCAL0174_VECTOR VT SYSTEM | VECTOR VT SYSTEM | CCAL0174 |  | No |  |  | TETAUD Florian | TETAUD Florian |  |  |  | TETAUD Florian | No | [14 empty] | VECTOR VT SYSTEM | / |  |  |  |  | No calibration status | 3 - Not affecting quality equipment |  |  |  | Divers | / | / | [9 empty] | FALSE |  | VECTOR VT SYSTEM
451 | CCAL0175_Amplifier | Amplifier | CCAL0175 |  | No |  |  | TETAUD Florian | TETAUD Florian |  |  |  | TETAUD Florian | No | [20 empty] | No calibration status | 3 - Not affecting quality equipment |  |  |  | Electricité | / | / | [9 empty] | FALSE |  | Amplifier
452 | CCAL0176_Amplifier | Amplifier | CCAL0176 |  | No |  |  | TETAUD Florian | TETAUD Florian |  |  |  | TETAUD Florian | No | [20 empty] | No calibration status | 3 - Not affecting quality equipment |  |  |  | Electricité | / | / | [9 empty] | FALSE |  | Amplifier
453 | CCAL0177_Amplifier | Amplifier | CCAL0177 |  | No |  |  | TETAUD Florian | TETAUD Florian |  |  |  | TETAUD Florian | No | [20 empty] | No calibration status | 3 - Not affecting quality equipment |  |  |  | Electricité | / | / | [9 empty] | FALSE |  | Amplifier
454 | CCAL0178_OPAL RT | OPAL RT | CCAL0178 |  | No |  |  | TETAUD Florian | TETAUD Florian |  |  |  | TETAUD Florian | No | [20 empty] | No calibration status | 3 - Not affecting quality equipment |  |  |  | / | / | / | [9 empty] | FALSE |  | OPAL RT
455 | CCAL0179_OPAL RT | OPAL RT | CCAL0179 |  | No |  |  | TETAUD Florian | TETAUD Florian |  |  |  | TETAUD Florian | No | [20 empty] | No calibration status | 3 - Not affecting quality equipment |  |  |  | / | / | / | [9 empty] | FALSE |  | OPAL RT
456 | CCAL0180_VECTOR VT6000 | VECTOR VT6000 | CCAL0180 |  | No |  |  | TETAUD Florian | TETAUD Florian |  |  |  | TETAUD Florian | No | [14 empty] | / | / |  |  |  |  | No calibration status | 3 - Not affecting quality equipment |  |  |  | Divers | / | / | [9 empty] | FALSE |  | VECTOR VT6000
457 | CCAL0181_Temperature recorder | Temperature recorder | CCAL0181 |  | No |  |  | TETAUD Florian | TETAUD Florian |  |  |  | TETAUD Florian | No | [14 empty] | CAN THERMOCOUPLE 1 | IPEH-002205 00548 | [5 empty] | 1 - Product quality and specific measurement equipment |  |  |  | Température | -100/1300°C | 1 % | [9 empty] | FALSE |  | Temperature recorder
458 | CCAL0182_Temperature recorder | Temperature recorder | CCAL0182 |  | No |  |  | TETAUD Florian | TETAUD Florian |  |  |  | TETAUD Florian | No | [14 empty] | CAN THERMOCOUPLE 1 | IPEH-002205 00546 | [5 empty] | 1 - Product quality and specific measurement equipment |  |  |  | Température | -100/1300°C | 1 % | [9 empty] | FALSE |  | Temperature recorder
459 | CCAL0183_Temperature recorder | Temperature recorder | CCAL0183 |  | No |  |  | TETAUD Florian | TETAUD Florian |  |  |  | TETAUD Florian | No | [14 empty] | CAN THERMOCOUPLE 1 | IPEH-002205 00547 | [5 empty] | 1 - Product quality and specific measurement equipment |  |  |  | Température | -100/1300°C | 1 % | [9 empty] | FALSE |  | Temperature recorder
460 | CCAL0184_Temperature recorder | Temperature recorder | CCAL0184 |  | No |  |  | TETAUD Florian | TETAUD Florian |  |  |  | TETAUD Florian | No | [14 empty] | CAN THERMOCOUPLE 1 | IPEH-002205 00528 | [5 empty] | 1 - Product quality and specific measurement equipment |  |  |  | Température | -100/1300°C | 1 % | [9 empty] | FALSE |  | Temperature recorder
461 | CCAL0185_Multimter | Multimter | CCAL0185 |  | No |  |  | TETAUD Florian | TETAUD Florian |  |  |  | TETAUD Florian | No | [15 empty] | JKQ6089 | [5 empty] | 1 - Product quality and specific measurement equipment |  |  |  | Electricité | According Manufacturer SpecTo be defined | According Manufacturer SpecTo be defined | [9 empty] | FALSE |  | Multimter
462 | CCAL0186_Multimeter | Multimeter | CCAL0186 |  | No |  |  | TETAUD Florian | TETAUD Florian |  |  |  | TETAUD Florian | No | [15 empty] | JKQ6091 | [5 empty] | 1 - Product quality and specific measurement equipment |  |  |  | Electricité | According Manufacturer SpecTo be defined | According Manufacturer SpecTo be defined | [9 empty] | FALSE |  | Multimeter
463 | CCAL0187_Multimeter | Multimeter | CCAL0187 |  | No |  |  | TETAUD Florian | TETAUD Florian |  |  |  | TETAUD Florian | No | [14 empty] | TY720 | JKQ6041 |  |  |  |  | Not conform | 1 - Product quality and specific measurement equipment |  |  |  | Electricité | According Manufacturer SpecTo be defined | According Manufacturer SpecTo be defined | [9 empty] | FALSE |  | Multimeter |  |  | 22/07/2022 00:00:00 |  | 744
464 | CCAL0188_Scale | Scale | CCAL0188 |  | No |  |  | TETAUD Florian | TETAUD Florian |  |  |  | TETAUD Florian | No | [14 empty] | FKB 8K0.1A | WD140078303 |  |  |  |  | Conform | 1 - Product quality and specific measurement equipment | 20/07/2024 09:50:03 |  |  | Masse | 0/ +8 Kg | ± 0,1 g | [9 empty] | FALSE |  | Scale |  |  | 20/07/2022 09:50:03 |  | 744
465 | CCAL0189_Scale | Scale | CCAL0189 |  | No |  |  | TETAUD Florian | TETAUD Florian |  |  |  | TETAUD Florian | No | [14 empty] | FKB30K1A | wd150043385 |  |  |  |  | Conform | 1 - Product quality and specific measurement equipment | 20/07/2024 10:32:30 |  |  | Masse | 0/ +30 Kg | ± 1 g | [9 empty] | FALSE |  | Scale |  |  | 20/07/2022 10:32:30 |  | 744
466 | CCAL0190_Scale | Scale | CCAL0190 |  | No |  |  | TETAUD Florian | TETAUD Florian |  |  |  | TETAUD Florian | No | [14 empty] | FKB 30 k1A | WD150043420 |  |  |  |  | Conform | 1 - Product quality and specific measurement equipment | 20/07/2024 09:24:49 |  |  | Masse | 0/ +30 Kg | ± 1 g | [9 empty] | FALSE |  | Scale |  |  | 20/07/2022 09:24:49 |  | 744
467 | CCAL0191_Scale | Scale | CCAL0191 |  | No |  |  | TETAUD Florian | TETAUD Florian |  |  |  | TETAUD Florian | No | [14 empty] | FKB 30 k1A | WD 150031696 |  |  |  |  | Conform | 1 - Product quality and specific measurement equipment | 03/03/2023 09:30:08 |  |  | Masse | 0/ +30 Kg | ± 1 g | [9 empty] | FALSE |  | Scale |  |  | 03/03/2021 09:30:08 |  | 744
468 | CCAL0192_Inclinometer | Inclinometer | CCAL0192 |  | No |  |  | TETAUD Florian | TETAUD Florian |  |  |  | TETAUD Florian | No | [20 empty] | No calibration status | 3 - Not affecting quality equipment |  |  |  | Dimensionnel | / | / | [9 empty] | FALSE |  | Inclinometer
469 | CCAL0193_Pressure sensor | Pressure sensor | CCAL0193 |  | No |  |  | TETAUD Florian | TETAUD Florian |  |  |  | TETAUD Florian | No | [15 empty] | S160QD | [5 empty] | 1 - Product quality and specific measurement equipment |  |  |  | Pression | 0/ +70 bar S | ± 58,23 mV | [9 empty] | FALSE |  | Pressure sensor
470 | CCAL0194_Pressure sensor | Pressure sensor | CCAL0194 |  | No |  |  | TETAUD Florian | TETAUD Florian |  |  |  | TETAUD Florian | No | [15 empty] | S160QC |  |  |  |  | No calibration status | 3 - Not affecting quality equipment |  |  |  | Pression | 0/ +35 bar S | ± 55,56 mV | [9 empty] | FALSE |  | Pressure sensor
471 | CCAL0195_Temperature sensor | Temperature sensor | CCAL0195 |  | No |  |  | TETAUD Florian | TETAUD Florian |  |  |  | TETAUD Florian | No | [20 empty] | Non-conforme | 1 - Product quality and specific measurement equipment |  |  |  | Température | -40/+100 °C | ± 2,5 °C | [9 empty] | FALSE |  | Temperature sensor
472 | CCAL0196_Temperature sensor | Temperature sensor | CCAL0196 |  | No |  |  | TETAUD Florian | TETAUD Florian |  |  |  | TETAUD Florian | No | [20 empty] | Non-conforme | 1 - Product quality and specific measurement equipment |  |  |  | Température | -40/+100 °C | ± 2,5 °C | [9 empty] | FALSE |  | Temperature sensor
473 | CCAL0197_Temperature sensor | Temperature sensor | CCAL0197 |  | No |  |  | TETAUD Florian | TETAUD Florian |  |  |  | TETAUD Florian | No | [20 empty] | Non-conforme | 1 - Product quality and specific measurement equipment |  |  |  | Température | -40/+100 °C | ± 2,5 °C | [9 empty] | FALSE |  | Temperature sensor
474 | CCAL0198_Pressure sensor | Pressure sensor | CCAL0198 |  | No |  |  | TETAUD Florian | TETAUD Florian |  |  |  | TETAUD Florian | No | [21 empty] | 1 - Product quality and specific measurement equipment |  |  |  | Pression | [11 empty] | FALSE |  | Pressure sensor
475 | CCAL0199_CANcase XL | CANcase XL | CCAL0199 |  | No |  |  | TETAUD Florian | TETAUD Florian |  |  |  | TETAUD Florian | No | [20 empty] | No calibration status | 3 - Not affecting quality equipment |  |  |  | / | CANOE License | / | [9 empty] | FALSE |  | CANcase XL
476 | CCAL0200_NI 9263 | NI 9263 | CCAL0200 |  | No |  |  | TETAUD Florian | TETAUD Florian |  |  |  | TETAUD Florian | No | [14 empty] | NI 9263 | 1B89681 |  |  |  |  | Out of date | 1 - Product quality and specific measurement equipment | 24/09/2022 00:00:00 |  |  | Electrique | ± 10V | ± 0,1% RV | [9 empty] | FALSE |  | NI 9263 |  |  | 24/09/2019 00:00:00 |  | 1116
477 | CCAL0201_NI 9263 | NI 9263 | CCAL0201 |  | No |  |  | TETAUD Florian | TETAUD Florian |  |  |  | TETAUD Florian | No | [14 empty] | NI 9263 | 1B89680 |  |  |  |  | Out of date | 1 - Product quality and specific measurement equipment | 24/09/2022 00:00:00 |  |  | Electrique | ± 10V | ± 0,1% RV | [9 empty] | FALSE |  | NI 9263 |  |  | 24/09/2019 00:00:00 |  | 1116
478 | CCAL0202_VN1640 | VN1640 | CCAL0202 |  | No |  |  | TETAUD Florian | TETAUD Florian |  |  |  | TETAUD Florian | No | [14 empty] | VN 1640 | 007113-512363 |  |  |  |  | No calibration status | 3 - Not affecting quality equipment |  |  |  | / | CANOE License | / | [9 empty] | FALSE |  | VN1640
479 | CCAL0203_VN1640 | VN1640 | CCAL0203 |  | No |  |  | TETAUD Florian | TETAUD Florian |  |  |  | TETAUD Florian | No | [14 empty] | VN 1640 | 007113-512422 |  |  |  |  | No calibration status | 3 - Not affecting quality equipment |  |  |  | / | CANOE License | / | [9 empty] | FALSE |  | VN1640
480 | CCAL0204_VN1640 | VN1640 | CCAL0204 |  | No |  |  | TETAUD Florian | TETAUD Florian |  |  |  | TETAUD Florian | No | [14 empty] | VN 1640 | 007113-512423 |  |  |  |  | No calibration status | 3 - Not affecting quality equipment |  |  |  | / | CANOE License | / | [9 empty] | FALSE |  | VN1640
481 | CCAL0205_VN1640 | VN1640 | CCAL0205 |  | No |  |  | TETAUD Florian | TETAUD Florian |  |  |  | TETAUD Florian | No | [14 empty] | VN 1640 | 007113-512418 |  |  |  |  | No calibration status | 3 - Not affecting quality equipment |  |  |  | / | CANOE License | / | [9 empty] | FALSE |  | VN1640
482 | CCAL0206_VN1640 | VN1640 | CCAL0206 |  | No |  |  | TETAUD Florian | TETAUD Florian |  |  |  | TETAUD Florian | No | [15 empty] | 007113-512423 |  |  |  |  | No calibration status | 3 - Not affecting quality equipment |  |  |  | / | CANOE License | / | [9 empty] | FALSE |  | VN1640
483 | CCAL0207_NI USB X SERIES DAQ | NI USB X SERIES DAQ | CCAL0207 |  | No |  |  | TETAUD Florian | TETAUD Florian |  |  |  | TETAUD Florian | No | [14 empty] | NI USB X SERIES DAQ | [5 empty] | Conforme | 1 - Product quality and specific measurement equipment |  |  |  | Electricité | According Manufacturer SpecTo be defined | According Manufacturer SpecTo be defined | [9 empty] | FALSE |  | NI USB X SERIES DAQ
484 | CCAL0208_Stabilised power supply | Stabilised power supply | CCAL0208 |  | No |  |  | TETAUD Florian | TETAUD Florian |  |  |  | TETAUD Florian | No | [15 empty] | LOC-724A022-0012 |  |  |  |  | Out of date | 1 - Product quality and specific measurement equipment | 29/10/2022 14:48:54 |  |  | Electricité | 0-20V0-38 A | ± 0,5 V± 0,1216 A | [9 empty] | FALSE |  | Stabilised power supply |  |  | 29/10/2020 14:48:54 |  | 744
485 | CCAL0209_NI CDAQ 9174 | NI CDAQ 9174 | CCAL0209 |  | No |  |  | TETAUD Florian | TETAUD Florian |  |  |  | TETAUD Florian | No | [14 empty] | NI CDAQ 9174 | 1B94741 |  |  |  |  | No calibration status | 3 - Not affecting quality equipment |  |  |  | Electricité | / | / | [9 empty] | FALSE |  | NI CDAQ 9174
486 | CCAL0210_NI CDAQ 9174 | NI CDAQ 9174 | CCAL0210 |  | No |  |  | TETAUD Florian | TETAUD Florian |  |  |  | TETAUD Florian | No | [14 empty] | NI CDAQ 9174 | 1B946F1 |  |  |  |  | No calibration status | 3 - Not affecting quality equipment |  |  |  | Electricité | / | / | [9 empty] | FALSE |  | NI CDAQ 9174
487 | CCAL0211_NI CDAQ 9174 | NI CDAQ 9174 | CCAL0211 |  | No |  |  | TETAUD Florian | TETAUD Florian |  |  |  | TETAUD Florian | No | [14 empty] | NI CDAQ 9174 | 1B94699 |  |  |  |  | No calibration status | 3 - Not affecting quality equipment |  |  |  | Electricité | / | / | [9 empty] | FALSE |  | NI CDAQ 9174
488 | CCAL0212_NI CDAQ 9178 | NI CDAQ 9178 | CCAL0212 |  | No |  |  | TETAUD Florian | TETAUD Florian |  |  |  | TETAUD Florian | No | [14 empty] | NI CDAQ 9178 | [5 empty] | No calibration status | 3 - Not affecting quality equipment |  |  |  | Electricité | / | / | [9 empty] | FALSE |  | NI CDAQ 9178
489 | CCAL0213_NI CDAQ 9178 | NI CDAQ 9178 | CCAL0213 |  | No |  |  | TETAUD Florian | TETAUD Florian |  |  |  | TETAUD Florian | No | [14 empty] | NI CDAQ 9178 | [5 empty] | No calibration status | 3 - Not affecting quality equipment |  |  |  | Electricité | / | / | [9 empty] | FALSE |  | NI CDAQ 9178
490 | CCAL0214_NI CDAQ 9172 | NI CDAQ 9172 | CCAL0214 |  | No |  |  | TETAUD Florian | TETAUD Florian |  |  |  | TETAUD Florian | No | [14 empty] | NI CDAQ 9172 | [5 empty] | No calibration status | 3 - Not affecting quality equipment |  |  |  | Electricité | / | / | [9 empty] | FALSE |  | NI CDAQ 9172
491 | CCAL0215_NI CDAQ 9174 | NI CDAQ 9174 | CCAL0215 |  | No |  |  | TETAUD Florian | TETAUD Florian |  |  |  | TETAUD Florian | No | [14 empty] | NI CDAQ 9174 | [5 empty] | No calibration status | 3 - Not affecting quality equipment |  |  |  | Electricité | / | / | [9 empty] | FALSE |  | NI CDAQ 9174
492 | CCAL0216_NI CDAQ 9178 | NI CDAQ 9178 | CCAL0216 |  | No |  |  | TETAUD Florian | TETAUD Florian |  |  |  | TETAUD Florian | No | [14 empty] | NI CDAQ 9178 | [5 empty] | No calibration status | 3 - Not affecting quality equipment |  |  |  | Electricité | / | / | [9 empty] | FALSE |  | NI CDAQ 9178
493 | CCAL0217_NI CDAQ 9178 | NI CDAQ 9178 | CCAL0217 |  | No |  |  | TETAUD Florian | TETAUD Florian |  |  |  | TETAUD Florian | No | [14 empty] | NI CDAQ 9178 | [5 empty] | No calibration status | 3 - Not affecting quality equipment |  |  |  | Electricité | / | / | [9 empty] | FALSE |  | NI CDAQ 9178
494 | CCAL0218_Refractometer | Refractometer | CCAL0218 |  | No |  |  | TETAUD Florian | TETAUD Florian |  |  |  | TETAUD Florian | No | [14 empty] | Pearl urea | L817083 |  |  |  |  | Conform | 1 - Product quality and specific measurement equipment | 29/03/2023 00:00:00 |  |  | Chimie | 0/ 54,2% | ± 0,3 % | [9 empty] | FALSE |  | Refractometer |  |  | 29/03/2021 00:00:00 |  | 744
495 | CCAL0219_Refractometer | Refractometer | CCAL0219 |  | No |  |  | TETAUD Florian | TETAUD Florian |  |  |  | TETAUD Florian | No | [14 empty] | Pearl urea | L817043 | [5 empty] | 1 - Product quality and specific measurement equipment |  |  |  | Chimie | 0/ 54,2% | ± 0,3 % | [9 empty] | FALSE |  | Refractometer
496 | CCAL0220_Temperature recorder | Temperature recorder | CCAL0220 |  | No |  |  | TETAUD Florian | TETAUD Florian |  |  |  | TETAUD Florian | No | [14 empty] | CAN THERMOCOUPLE 1 | IPEH-002205 00582 |  |  |  |  | No calibration status | 3 - Not affecting quality equipment |  |  |  | Température | 0/ 400°C | 1 % | [9 empty] | FALSE |  | Temperature recorder
497 | CCAL0221_Temperature recorder | Temperature recorder | CCAL0221 |  | No |  |  | TETAUD Florian | TETAUD Florian |  |  |  | TETAUD Florian | No | [14 empty] | CAN THERMOCOUPLE 1 | IPEH-002205 00651 |  |  |  |  | No calibration status | 3 - Not affecting quality equipment |  |  |  | Température | -100/1300°C | 1 % | [9 empty] | FALSE |  | Temperature recorder
498 | CCAL0222_Temperature recorder | Temperature recorder | CCAL0222 |  | No |  |  | TETAUD Florian | TETAUD Florian |  |  |  | TETAUD Florian | No | [14 empty] | CAN THERMOCOUPLE 1 | IPEH-002205 00650 |  |  |  |  | Conform | 1 - Product quality and specific measurement equipment | 26/05/2023 14:49:36 |  |  | Température | -100/1300°C | 1 % | [9 empty] | FALSE |  | Temperature recorder |  |  | 26/05/2021 14:49:36 |  | 744
499 | CCAL0223_Temperature recorder | Temperature recorder | CCAL0223 |  | No |  |  | TETAUD Florian | TETAUD Florian |  |  |  | TETAUD Florian | No | [14 empty] | CAN THERMOCOUPLE 1 | IPEH-002205 00583 |  |  |  |  | No calibration status | 3 - Not affecting quality equipment |  |  |  | Température | -100/1300°C | 1 % | [9 empty] | FALSE |  | Temperature recorder
500 | CCAL0224_Temperature recorder | Temperature recorder | CCAL0224 |  | No |  |  | TETAUD Florian | TETAUD Florian |  |  |  | TETAUD Florian | No | [14 empty] | CAN THERMOCOUPLE 1 | IPEH-002205 00672 |  |  |  |  | No calibration status | 3 - Not affecting quality equipment |  |  |  | Température | -100/1300°C | 1 % | [9 empty] | FALSE |  | Temperature recorder
501 | CCAL0225_Temperature recorder | Temperature recorder | CCAL0225 |  | No |  |  | TETAUD Florian | TETAUD Florian |  |  |  | TETAUD Florian | No | [14 empty] | CAN THERMOCOUPLE 1 | IPEH-002205 00655 |  |  |  |  | No calibration status | 3 - Not affecting quality equipment |  |  |  | Température | -100/1300°C | 1 % | [9 empty] | FALSE |  | Temperature recorder
502 | CCAL0226_Temperature recorder | Temperature recorder | CCAL0226 |  | No |  |  | TETAUD Florian | TETAUD Florian |  |  |  | TETAUD Florian | No | [14 empty] | CAN THERMOCOUPLE 1 | IPEH-002205 00661 |  |  |  |  | Non-conforme | 1 - Product quality and specific measurement equipment |  |  |  | Température | -100/1300°C | 1 % | [9 empty] | FALSE |  | Temperature recorder
503 | CCAL0227_Temperature recorder | Temperature recorder | CCAL0227 |  | No |  |  | TETAUD Florian | TETAUD Florian |  |  |  | TETAUD Florian | No | [14 empty] | CAN THERMOCOUPLE 1 | IPEH-002205 00670 | [5 empty] | 1 - Product quality and specific measurement equipment |  |  |  | Température | -100/1300°C | 1 % | [9 empty] | FALSE |  | Temperature recorder
504 | CCAL0228_Temperature recorder | Temperature recorder | CCAL0228 |  | No |  |  | TETAUD Florian | TETAUD Florian |  |  |  | TETAUD Florian | No | [14 empty] | CAN THERMOCOUPLE 1 | IPEH-002205 00678 |  |  |  |  | Non-conforme | 1 - Product quality and specific measurement equipment |  |  |  | Température | -100/1300°C | 1 % | [9 empty] | FALSE |  | Temperature recorder
505 | CCAL0229_Temperature recorder | Temperature recorder | CCAL0229 |  | No |  |  | TETAUD Florian | TETAUD Florian |  |  |  | TETAUD Florian | No | [14 empty] | CAN THERMOCOUPLE 1 | IPEH-002205 00652 |  |  |  |  | Non-conforme | 1 - Product quality and specific measurement equipment |  |  |  | Température | -100/1300°C | 1 % | [9 empty] | FALSE |  | Temperature recorder
506 | CCAL0230_Temperature recorder | Temperature recorder | CCAL0230 |  | No |  |  | TETAUD Florian | TETAUD Florian |  |  |  | TETAUD Florian | No | [14 empty] | CAN THERMOCOUPLE 1 | IPEH-002205 00669 |  |  |  |  | Conform | 1 - Product quality and specific measurement equipment | 26/05/2023 10:47:24 |  |  | Température | -100/1300°C | 1 % | [9 empty] | FALSE |  | Temperature recorder |  |  | 26/05/2021 10:47:24 |  | 744
507 | CCAL0231_Temperature recorder | Temperature recorder | CCAL0231 |  | No |  |  | TETAUD Florian | TETAUD Florian |  |  |  | TETAUD Florian | No | [14 empty] | CAN THERMOCOUPLE 1 | IPEH-002205 00658 |  |  |  |  | No calibration status | 3 - Not affecting quality equipment |  |  |  | Température | -100/1300°C | 1 % | [9 empty] | FALSE |  | Temperature recorder
508 | CCAL0232_Temperature recorder | Temperature recorder | CCAL0232 |  | No |  |  | TETAUD Florian | TETAUD Florian |  |  |  | TETAUD Florian | No | [14 empty] | CAN THERMOCOUPLE 1 | IPEH-002205 00662 |  |  |  |  | No calibration status | 3 - Not affecting quality equipment |  |  |  | Température | 0/ 400°C | 1 % | [9 empty] | FALSE |  | Temperature recorder
509 | CCAL0233_Temperature recorder | Temperature recorder | CCAL0233 |  | No |  |  | TETAUD Florian | TETAUD Florian |  |  |  | TETAUD Florian | No | [14 empty] | CAN THERMOCOUPLE 1 | IPEH-002205 00657 |  |  |  |  | No calibration status | 3 - Not affecting quality equipment |  |  |  | Température | -100/1300°C | 1 % | [9 empty] | FALSE |  | Temperature recorder
510 | CCAL0234_Temperature recorder | Temperature recorder | CCAL0234 |  | No |  |  | TETAUD Florian | TETAUD Florian |  |  |  | TETAUD Florian | No | [14 empty] | CAN THERMOCOUPLE 1 | IPEH-002205 00654 |  |  |  |  | Non-conforme | 1 - Product quality and specific measurement equipment |  |  |  | Température | -100/1300°C | 1 % | [9 empty] | FALSE |  | Temperature recorder
511 | CCAL0235_Temperature recorder | Temperature recorder | CCAL0235 |  | No |  |  | TETAUD Florian | TETAUD Florian |  |  |  | TETAUD Florian | No | [14 empty] | CAN THERMOCOUPLE 1 | IPEH-002205 00665 |  |  |  |  | Conform | 1 - Product quality and specific measurement equipment | 26/05/2023 14:43:15 |  |  | Température | -100/1300°C | 1 % | [9 empty] | FALSE |  | Temperature recorder |  |  | 26/05/2021 14:43:15 |  | 744
512 | CCAL0236_Temperature recorder | Temperature recorder | CCAL0236 |  | No |  |  | TETAUD Florian | TETAUD Florian |  |  |  | TETAUD Florian | No | [14 empty] | CAN THERMOCOUPLE 1 | IPEH-002205 00659 |  |  |  |  | Conform | 1 - Product quality and specific measurement equipment | 26/05/2023 12:31:22 |  |  | Température | -100/1300°C | 1 % | [9 empty] | FALSE |  | Temperature recorder |  |  | 26/05/2021 12:31:22 |  | 744
513 | CCAL0237_Temperature recorder | Temperature recorder | CCAL0237 |  | No |  |  | TETAUD Florian | TETAUD Florian |  |  |  | TETAUD Florian | No | [14 empty] | CAN THERMOCOUPLE 1 | IPEH-002205 00673 |  |  |  |  | Non-conforme | 1 - Product quality and specific measurement equipment |  |  |  | Température | -100/1300°C | 1 % | [9 empty] | FALSE |  | Temperature recorder
514 | CCAL0238_Temperature recorder | Temperature recorder | CCAL0238 |  | No |  |  | TETAUD Florian | TETAUD Florian |  |  |  | TETAUD Florian | No | [14 empty] | CAN THERMOCOUPLE 1 | IPEH-002205 00679 |  |  |  |  | No calibration status | 3 - Not affecting quality equipment |  |  |  | Température | -100/1300°C | 1 % | [9 empty] | FALSE |  | Temperature recorder
515 | CCAL0239_Temperature recorder | Temperature recorder | CCAL0239 |  | No |  |  | TETAUD Florian | TETAUD Florian |  |  |  | TETAUD Florian | No | [14 empty] | CAN THERMOCOUPLE 1 | IPEH-002205 00677 | [5 empty] | 1 - Product quality and specific measurement equipment |  |  |  | Température | -100/1300°C | 1 % | [9 empty] | FALSE |  | Temperature recorder
516 | CCAL0240_Stabilised power supply | Stabilised power supply | CCAL0240 |  | No |  |  | TETAUD Florian | TETAUD Florian |  |  |  | TETAUD Florian | No | [14 empty] | LAMBDA | LOC-725A353-0007 |  |  |  |  | Conform | 1 - Product quality and specific measurement equipment | 17/08/2023 15:46:54 |  |  | Electricité | 0-20V0-38 A | ± 0,5 V± 0,1216 A | [9 empty] | FALSE |  | Stabilised power supply |  |  | 17/08/2021 15:46:54 |  | 744
517 | CCAL0241_Stabilised power supply | Stabilised power supply | CCAL0241 |  | No |  |  | TETAUD Florian | TETAUD Florian |  |  |  | TETAUD Florian | No | [14 empty] | GEN20-38 | LOC-725A353-0015 |  |  |  |  | No calibration status | 3 - Not affecting quality equipment |  |  |  | Electricité | 0-20V0-38 A | ± 0,5 V± 0,1216 A | [9 empty] | FALSE |  | Stabilised power supply
518 | CCAL0242_Stabilised power supply | Stabilised power supply | CCAL0242 |  | No |  |  | TETAUD Florian | TETAUD Florian |  |  |  | TETAUD Florian | No | [15 empty] | LOC-725A353-0004 |  |  |  |  | Out of date | 1 - Product quality and specific measurement equipment | 03/11/2022 10:22:45 |  |  | Electricité | 0-20V0-38 A | ± 0,5 V± 0,1216 A | [9 empty] | FALSE |  | Stabilised power supply |  |  | 03/11/2020 10:22:45 |  | 744
519 | CCAL0243_Stabilised power supply | Stabilised power supply | CCAL0243 |  | No |  |  | TETAUD Florian | TETAUD Florian |  |  |  | TETAUD Florian | No | [15 empty] | LOC-725A353-0014 |  |  |  |  | Conform |  | 22/09/2024 11:32:06 |  |  | Electricité | 0-20V0-38 A | ± 0,5 V± 0,1216 A | [9 empty] | FALSE |  | Stabilised power supply |  |  | 22/09/2022 11:32:06 |  | 744
520 | CCAL0244_Stabilised power supply | Stabilised power supply | CCAL0244 |  | No |  |  | TETAUD Florian | TETAUD Florian |  |  |  | TETAUD Florian | No | [15 empty] | LOC-724A022-0013 |  |  |  |  | Out of date | 1 - Product quality and specific measurement equipment | 04/11/2022 14:39:16 |  |  | Electricité | 0-20V0-38 A | ± 0,5 V± 0,1216 A | [9 empty] | FALSE |  | Stabilised power supply |  |  | 04/11/2020 14:39:16 |  | 744
521 | CCAL0245_Stabilised power supply | Stabilised power supply | CCAL0245 |  | No |  |  | TETAUD Florian | TETAUD Florian |  |  |  | TETAUD Florian | No | [15 empty] | LOC-724A022-0001 |  |  |  |  | Out of date | 1 - Product quality and specific measurement equipment | 29/10/2022 14:53:19 |  |  | Electricité | 0-20V0-38 A | ± 0,5 V± 0,1216 A | [9 empty] | FALSE |  | Stabilised power supply |  |  | 29/10/2020 14:53:19 |  | 744
522 | CCAL0246_Stabilised power supply | Stabilised power supply | CCAL0246 |  | No |  |  | TETAUD Florian | TETAUD Florian |  |  |  | TETAUD Florian | No | [15 empty] | LOC-724A022-0006 |  |  |  |  | Conform | 1 - Product quality and specific measurement equipment | 17/08/2023 13:30:19 |  |  | Electricité | 0-20V0-38 A | ± 0,5 V± 0,1216 A | [9 empty] | FALSE |  | Stabilised power supply |  |  | 17/08/2021 13:30:19 |  | 744
523 | CCAL0247_Stabilised power supply | Stabilised power supply | CCAL0247 |  | No |  |  | TETAUD Florian | TETAUD Florian |  |  |  | TETAUD Florian | No | [15 empty] | LOC-724A022-0003 |  |  |  |  | Conform | 1 - Product quality and specific measurement equipment | 02/08/2024 14:07:58 |  |  | Electricité | 0-20V0-38 A | ± 0,5 V± 0,1216 A | [9 empty] | FALSE |  | Stabilised power supply |  |  | 02/08/2022 14:07:58 |  | 744
524 | CCAL0248_Communication tool CAN | Communication tool CAN | CCAL0248 |  | No |  |  | TETAUD Florian | TETAUD Florian |  |  |  | TETAUD Florian | No | [15 empty] | IPEH-002207 01445 |  |  |  |  | No calibration status | 3 - Not affecting quality equipment |  |  |  | Electricité | According Manufacturer SpecTo be defined | According Manufacturer SpecTo be defined | [9 empty] | FALSE |  | Communication tool CAN
525 | CCAL0249_Communication tool CAN | Communication tool CAN | CCAL0249 |  | No |  |  | TETAUD Florian | TETAUD Florian |  |  |  | TETAUD Florian | No | [15 empty] | IPEH-002201 00737 |  |  |  |  | No calibration status | 3 - Not affecting quality equipment |  |  |  | Electricité | According Manufacturer SpecTo be defined | According Manufacturer SpecTo be defined | [9 empty] | FALSE |  | Communication tool CAN
526 | CCAL0250_Communication tool CAN | Communication tool CAN | CCAL0250 |  | No |  |  | TETAUD Florian | TETAUD Florian |  |  |  | TETAUD Florian | No | [15 empty] | IPEH-002201 00766 |  |  |  |  | No calibration status | 3 - Not affecting quality equipment |  |  |  | Electricité | According Manufacturer SpecTo be defined | According Manufacturer SpecTo be defined | [9 empty] | FALSE |  | Communication tool CAN
527 | CCAL0251_Communication tool CAN | Communication tool CAN | CCAL0251 |  | No |  |  | TETAUD Florian | TETAUD Florian |  |  |  | TETAUD Florian | No | [15 empty] | IPEH-002207 01437 |  |  |  |  | No calibration status | 3 - Not affecting quality equipment |  |  |  | Electricité | According Manufacturer SpecTo be defined | According Manufacturer SpecTo be defined | [9 empty] | FALSE |  | Communication tool CAN
528 | CCAL0252_Temperature refence | Temperature refence | CCAL0252 |  | No |  |  | TETAUD Florian | TETAUD Florian |  |  |  | TETAUD Florian | No | [14 empty] | 714 B | 36160040 |  |  |  |  | Conform | 0 - Standard equipment | 16/03/2024 00:00:00 |  |  | Température | According Manufacturer SpecTo be defined | According Manufacturer SpecTo be defined | [9 empty] | FALSE |  | Temperature refence |  |  | 16/03/2022 00:00:00 |  | 744
529 | CCAL0253_Temperature recorder | Temperature recorder | CCAL0253 |  | No |  |  | TETAUD Florian | TETAUD Florian |  |  |  | TETAUD Florian | No | [14 empty] | CAN THERMOCOUPLE 1 | IPEH-002205 00674 | [5 empty] | 1 - Product quality and specific measurement equipment |  |  |  | Température | -100/1300°C | 1 % | [9 empty] | FALSE |  | Temperature recorder
530 | CCAL0254_Temperature recorder | Temperature recorder | CCAL0254 |  | No |  |  | TETAUD Florian | TETAUD Florian |  |  |  | TETAUD Florian | No | [14 empty] | CAN THERMOCOUPLE 1 | IPEH-002205 00688 | [5 empty] | 1 - Product quality and specific measurement equipment |  |  |  | Température | -100/1300°C | 1 % | [9 empty] | FALSE |  | Temperature recorder
531 | CCAL0255_Temperature recorder | Temperature recorder | CCAL0255 |  | No |  |  | TETAUD Florian | TETAUD Florian |  |  |  | TETAUD Florian | No | [14 empty] | CAN THERMOCOUPLE 1 | IPEH-002205 00671 | [5 empty] | 1 - Product quality and specific measurement equipment |  |  |  | Température | -100/1300°C | 1 % | [9 empty] | FALSE |  | Temperature recorder
532 | CCAL0256_Temperature recorder | Temperature recorder | CCAL0256 |  | No |  |  | TETAUD Florian | TETAUD Florian |  |  |  | TETAUD Florian | No | [14 empty] | CAN THERMOCOUPLE 1 | IPEH-002205 00680 | [5 empty] | 1 - Product quality and specific measurement equipment |  |  |  | Température | -100/1300°C | 1 % | [9 empty] | FALSE |  | Temperature recorder
533 | CCAL0257_Temperature recorder | Temperature recorder | CCAL0257 |  | No |  |  | TETAUD Florian | TETAUD Florian |  |  |  | TETAUD Florian | No | [14 empty] | CAN THERMOCOUPLE 1 | IPEH-002205 00687 |  |  |  |  | Non-conforme | 1 - Product quality and specific measurement equipment |  |  |  | Température | -100/1300°C | 1 % | [9 empty] | FALSE |  | Temperature recorder
534 | CCAL0258_Stabilised power supply | Stabilised power supply | CCAL0258 |  | No |  |  | TETAUD Florian | TETAUD Florian |  |  |  | TETAUD Florian | No | [15 empty] | M/02837 |  |  |  |  | No calibration status | 3 - Not affecting quality equipment |  |  |  | Electricité | Approach Device | Approach Device | [9 empty] | FALSE |  | Stabilised power supply
535 | CCAL0259_Stabilised power supply | Stabilised power supply | CCAL0259 |  | No |  |  | TETAUD Florian | TETAUD Florian |  |  |  | TETAUD Florian | No | [14 empty] | PSW30-72 | GEP183098 |  |  |  |  | Out of date | 1 - Product quality and specific measurement equipment | 30/10/2022 10:05:54 |  |  | Electricité | 0/30V 1000W | +/- 1% | [9 empty] | FALSE |  | Stabilised power supply |  |  | 30/10/2020 10:05:54 |  | 744
536 | CCAL0260_Stabilised power supply | Stabilised power supply | CCAL0260 |  | No |  |  | TETAUD Florian | TETAUD Florian |  |  |  | TETAUD Florian | No | [15 empty] | GEP183095 |  |  |  |  | Non-conforme | 1 - Product quality and specific measurement equipment |  |  |  | Electricité | 0/30V 1000W | +/- 1% | [9 empty] | FALSE |  | Stabilised power supply
537 | CCAL0261_Stabilised power supply | Stabilised power supply | CCAL0261 |  | No |  |  | TETAUD Florian | TETAUD Florian |  |  |  | TETAUD Florian | No | [21 empty] | 1 - Product quality and specific measurement equipment |  |  |  | Electricité | According Manufacturer SpecTo be defined | According Manufacturer SpecTo be defined | [9 empty] | FALSE |  | Stabilised power supply
538 | CCAL0262_Pressure sensor | Pressure sensor | CCAL0262 |  | No |  |  | TETAUD Florian | TETAUD Florian |  |  |  | TETAUD Florian | No | [15 empty] | 404366/000 | [5 empty] | 1 - Product quality and specific measurement equipment |  |  |  | Pression | -1/+15Bar | +/-0,5% FS | [9 empty] | FALSE |  | Pressure sensor
539 | CCAL0263_Pressure sensor | Pressure sensor | CCAL0263 |  | No |  |  | TETAUD Florian | TETAUD Florian |  |  |  | TETAUD Florian | No | [15 empty] | 404366/000 | [5 empty] | 1 - Product quality and specific measurement equipment |  |  |  | Pression | -1/+15Bar | +/-0,5% FS | [9 empty] | FALSE |  | Pressure sensor
540 | CCAL0264_Oscilloscope | Oscilloscope | CCAL0264 |  | No |  |  | TETAUD Florian | TETAUD Florian |  |  |  | TETAUD Florian | No | [20 empty] | Conform | 1 - Product quality and specific measurement equipment | 08/04/2024 00:00:00 |  |  | Electricité | According Manufacturer SpecTo be defined | According Manufacturer SpecTo be defined | [9 empty] | FALSE |  | Oscilloscope |  |  | 08/04/2022 00:00:00 |  | 744
541 | CCAL0265_Oscilloscope | Oscilloscope | CCAL0265 |  | No |  |  | TETAUD Florian | TETAUD Florian |  |  |  | TETAUD Florian | No | [20 empty] | Conform | 1 - Product quality and specific measurement equipment | 21/07/2024 00:00:00 |  |  | Electricité | According Manufacturer SpecTo be defined | According Manufacturer SpecTo be defined | [9 empty] | FALSE |  | Oscilloscope |  |  | 21/07/2022 00:00:00 |  | 744
542 | CCAL0266_Stabilised power supply | Stabilised power supply | CCAL0266 |  | No |  |  | TETAUD Florian | TETAUD Florian |  |  |  | TETAUD Florian | No | [21 empty] | 1 - Product quality and specific measurement equipment |  |  |  | Electricité | Approach Device | Approach Device | [9 empty] | FALSE |  | Stabilised power supply
543 | CCAL0267_Stabilised power supply | Stabilised power supply | CCAL0267 |  | No |  |  | TETAUD Florian | TETAUD Florian |  |  |  | TETAUD Florian | No | [20 empty] | No calibration status | 3 - Not affecting quality equipment |  |  |  | Electricité | Approach Device | Approach Device | [9 empty] | FALSE |  | Stabilised power supply
544 | CCAL0268_Temperature sensor | Temperature sensor | CCAL0268 |  | No |  |  | TETAUD Florian | TETAUD Florian |  |  |  | TETAUD Florian | No | [15 empty] | T160000000121758 |  |  |  |  | No calibration status | 3 - Not affecting quality equipment |  |  |  | Température | -40/100°C | +/- 0,15% RV | [9 empty] | FALSE |  | Temperature sensor
545 | CCAL0269_Temperature sensor | Temperature sensor | CCAL0269 |  | No |  |  | TETAUD Florian | TETAUD Florian |  |  |  | TETAUD Florian | No | [20 empty] | No calibration status | 3 - Not affecting quality equipment |  |  |  | Température | -40/100°C | +/- 0,15% RV | [9 empty] | FALSE |  | Temperature sensor
546 | CCAL0270_Clamb ammeter | Clamb ammeter | CCAL0270 |  | No |  |  | TETAUD Florian | TETAUD Florian |  |  |  | TETAUD Florian | No | [15 empty] | 701933 |  |  |  |  | No calibration status | 3 - Not affecting quality equipment |  |  |  | Electricité | According Manufacturer SpecTo be defined | According Manufacturer SpecTo be defined | [9 empty] | FALSE |  | Clamb ammeter
547 | CCAL0271_Differential probe | Differential probe | CCAL0271 |  | No |  |  | TETAUD Florian | TETAUD Florian |  |  |  | TETAUD Florian | No | [15 empty] | 701922 |  |  |  |  | Conform | 1 - Product quality and specific measurement equipment | 30/09/2023 00:00:00 |  |  | Electricité | According Manufacturer SpecTo be defined | According Manufacturer SpecTo be defined | [9 empty] | FALSE |  | Differential probe |  |  | 30/09/2021 00:00:00 |  | 744
548 | CCAL0272_Box Ad scan | Box Ad scan | CCAL0272 |  | No |  |  | TETAUD Florian | TETAUD Florian |  |  |  | TETAUD Florian | No | [15 empty] | / |  |  |  |  | No calibration status | 3 - Not affecting quality equipment |  |  |  | Divers | / | / | [9 empty] | FALSE |  | Box Ad scan
549 | CCAL0273_Box Ad scan | Box Ad scan | CCAL0273 |  | No |  |  | TETAUD Florian | TETAUD Florian |  |  |  | TETAUD Florian | No | [14 empty] | CNT-SCAN MINIMODUL | 10452-CNMM |  |  |  |  | Non-conforme | 1 - Product quality and specific measurement equipment |  |  |  | Divers | gammes constructeur | tolérance constructeur | [9 empty] | FALSE |  | Box Ad scan
550 | CCAL0274_CANcase XL | CANcase XL | CCAL0274 |  | No |  |  | TETAUD Florian | TETAUD Florian |  |  |  | TETAUD Florian | No | [20 empty] | No calibration status | 3 - Not affecting quality equipment |  |  |  | / | / | / | [9 empty] | FALSE |  | CANcase XL
551 | CCAL0275_VN1630A | VN1630A | CCAL0275 |  | No |  |  | TETAUD Florian | TETAUD Florian |  |  |  | TETAUD Florian | No | [20 empty] | No calibration status | 3 - Not affecting quality equipment |  |  |  | / | / | / | [9 empty] | FALSE |  | VN1630A
552 | CCAL0276_VN1630A | VN1630A | CCAL0276 |  | No |  |  | TETAUD Florian | TETAUD Florian |  |  |  | TETAUD Florian | No | [20 empty] | No calibration status | 3 - Not affecting quality equipment |  |  |  | / | / | / | [9 empty] | FALSE |  | VN1630A
553 | CCAL0277_VN1630A | VN1630A | CCAL0277 |  | No |  |  | TETAUD Florian | TETAUD Florian |  |  |  | TETAUD Florian | No | [20 empty] | No calibration status | 3 - Not affecting quality equipment |  |  |  | / | / | / | [9 empty] | FALSE |  | VN1630A
554 | CCAL0278_VN1630A | VN1630A | CCAL0278 |  | No |  |  | TETAUD Florian | TETAUD Florian |  |  |  | TETAUD Florian | No | [20 empty] | No calibration status | 3 - Not affecting quality equipment |  |  |  | / | / | / | [9 empty] | FALSE |  | VN1630A
555 | CCAL0279_VN1630A | VN1630A | CCAL0279 |  | No |  |  | TETAUD Florian | TETAUD Florian |  |  |  | TETAUD Florian | No | [21 empty] | 1 - Product quality and specific measurement equipment |  |  |  | / | / | / | [9 empty] | FALSE |  | VN1630A
556 | CCAL0280_VN1630A | VN1630A | CCAL0280 |  | No |  |  | TETAUD Florian | TETAUD Florian |  |  |  | TETAUD Florian | No | [20 empty] | No calibration status | 3 - Not affecting quality equipment |  |  |  | / | / | / | [9 empty] | FALSE |  | VN1630A
557 | CCAL0281_scale | scale | CCAL0281 |  | No |  |  | TETAUD Florian | TETAUD Florian |  |  |  | TETAUD Florian | No | [15 empty] | 190004204 |  |  |  |  | Conform | 1 - Product quality and specific measurement equipment | 28/09/2024 15:16:22 |  |  | Masse | 20 /3200g | ± 0,05 g | [9 empty] | FALSE |  | scale |  |  | 28/09/2022 15:16:22 |  | 744
558 | CCAL0282_scale | scale | CCAL0282 |  | No |  |  | TETAUD Florian | TETAUD Florian |  |  |  | TETAUD Florian | No | [15 empty] | / |  |  |  |  | Non-conforme | 1 - Product quality and specific measurement equipment |  |  |  | Masse | 500 /3000g | ± 0,05 g | [9 empty] | FALSE |  | scale
559 | CCAL0283_Multimeter | Multimeter | CCAL0283 |  | No |  |  | TETAUD Florian | TETAUD Florian |  |  |  | TETAUD Florian | No | [14 empty] | TY720 | JKS3023 |  |  |  |  | Conform | 1 - Product quality and specific measurement equipment | 22/07/2024 00:00:00 |  |  | Electricité | gammes constructeur | TOLERANCE CONSTRUCTEUR | [9 empty] | FALSE |  | Multimeter |  |  | 22/07/2022 00:00:00 |  | 744
560 | CCAL0284_Multimeter | Multimeter | CCAL0284 |  | No |  |  | TETAUD Florian | TETAUD Florian |  |  |  | TETAUD Florian | No | [14 empty] | TY720 | [5 empty] | Conforme | 1 - Product quality and specific measurement equipment |  |  |  | Electricité | gammes constructeur | TOLERANCE CONSTRUCTEUR | [9 empty] | FALSE |  | Multimeter
561 | CCAL0285_Level sensor | Level sensor | CCAL0285 |  | No |  |  | TETAUD Florian | TETAUD Florian |  |  |  | TETAUD Florian | No | [15 empty] | / |  |  |  |  | No calibration status | 3 - Not affecting quality equipment |  |  |  | Dimensionnel | / | / | [9 empty] | FALSE |  | Level sensor
562 | CCAL0286_Level sensor | Level sensor | CCAL0286 |  | No |  |  | TETAUD Florian | TETAUD Florian |  |  |  | TETAUD Florian | No | [15 empty] | / |  |  |  |  | No calibration status | 3 - Not affecting quality equipment |  |  |  | Dimensionnel | / | / | [9 empty] | FALSE |  | Level sensor
563 | CCAL0287_Level sensor | Level sensor | CCAL0287 |  | No |  |  | TETAUD Florian | TETAUD Florian |  |  |  | TETAUD Florian | No | [15 empty] | / |  |  |  |  | No calibration status | 3 - Not affecting quality equipment |  |  |  | Dimensionnel | / | / | [9 empty] | FALSE |  | Level sensor
564 | CCAL0288_Level sensor | Level sensor | CCAL0288 |  | No |  |  | TETAUD Florian | TETAUD Florian |  |  |  | TETAUD Florian | No | [15 empty] | / |  |  |  |  | No calibration status | 3 - Not affecting quality equipment |  |  |  | Dimensionnel | / | / | [9 empty] | FALSE |  | Level sensor
565 | CCAL0289_Level sensor | Level sensor | CCAL0289 |  | No |  |  | TETAUD Florian | TETAUD Florian |  |  |  | TETAUD Florian | No | [15 empty] | / |  |  |  |  | No calibration status | 3 - Not affecting quality equipment |  |  |  | Dimensionnel | / | / | [9 empty] | FALSE |  | Level sensor
566 | CCAL0290_Level sensor | Level sensor | CCAL0290 |  | No |  |  | TETAUD Florian | TETAUD Florian |  |  |  | TETAUD Florian | No | [15 empty] | / |  |  |  |  | No calibration status | 3 - Not affecting quality equipment |  |  |  | Dimensionnel | / | / | [9 empty] | FALSE |  | Level sensor
567 | CCAL0291_Manometer needle | Manometer needle | CCAL0291 |  | No |  |  | TETAUD Florian | TETAUD Florian |  |  |  | TETAUD Florian | No | [15 empty] | / |  |  |  |  | No calibration status | 3 - Not affecting quality equipment |  |  |  | Pression | / | / | [9 empty] | FALSE |  | Manometer needle
568 | CCAL0292_Manometer needle | Manometer needle | CCAL0292 |  | No |  |  | TETAUD Florian | TETAUD Florian |  |  |  | TETAUD Florian | No | [15 empty] | / |  |  |  |  | No calibration status | 3 - Not affecting quality equipment |  |  |  | Pression | / | / | [9 empty] | FALSE |  | Manometer needle
569 | CCAL0293_Manometer needle | Manometer needle | CCAL0293 |  | No |  |  | TETAUD Florian | TETAUD Florian |  |  |  | TETAUD Florian | No | [15 empty] | / |  |  |  |  | No calibration status | 3 - Not affecting quality equipment |  |  |  | Pression | / | / | [9 empty] | FALSE |  | Manometer needle
570 | CCAL0294_Flowmeter | Flowmeter | CCAL0294 |  | No |  |  | TETAUD Florian | TETAUD Florian |  |  |  | TETAUD Florian | No | [15 empty] | / |  |  |  |  | No calibration status | 3 - Not affecting quality equipment |  |  |  | Débit | / | / | [9 empty] | FALSE |  | Flowmeter
571 | CCAL0295_Level sensor | Level sensor | CCAL0295 |  | No |  |  | TETAUD Florian | TETAUD Florian |  |  |  | TETAUD Florian | No | [15 empty] | / |  |  |  |  | No calibration status | 3 - Not affecting quality equipment |  |  |  | Dimensionnel | / | / | [9 empty] | FALSE |  | Level sensor
572 | CCAL0296_Level sensor | Level sensor | CCAL0296 |  | No |  |  | TETAUD Florian | TETAUD Florian |  |  |  | TETAUD Florian | No | [15 empty] | / |  |  |  |  | No calibration status | 3 - Not affecting quality equipment |  |  |  | Dimensionnel | / | / | [9 empty] | FALSE |  | Level sensor
573 | CCAL0297_Level sensor | Level sensor | CCAL0297 |  | No |  |  | TETAUD Florian | TETAUD Florian |  |  |  | TETAUD Florian | No | [15 empty] | / |  |  |  |  | No calibration status | 3 - Not affecting quality equipment |  |  |  | Dimensionnel | / | / | [9 empty] | FALSE |  | Level sensor
574 | CCAL0298_Level sensor | Level sensor | CCAL0298 |  | No |  |  | TETAUD Florian | TETAUD Florian |  |  |  | TETAUD Florian | No | [15 empty] | / |  |  |  |  | No calibration status | 3 - Not affecting quality equipment |  |  |  | Dimensionnel | / | / | [9 empty] | FALSE |  | Level sensor
575 | CCAL0299_Level sensor | Level sensor | CCAL0299 |  | No |  |  | TETAUD Florian | TETAUD Florian |  |  |  | TETAUD Florian | No | [15 empty] | / |  |  |  |  | No calibration status | 3 - Not affecting quality equipment |  |  |  | Dimensionnel | / | / | [9 empty] | FALSE |  | Level sensor
576 | CCAL0300_Level sensor | Level sensor | CCAL0300 |  | No |  |  | TETAUD Florian | TETAUD Florian |  |  |  | TETAUD Florian | No | [14 empty] | VEGA vp64 | 34630250 | [5 empty] | 3 - Not affecting quality equipment |  |  |  | Dimensionnel | 0/800 mm | +/- 2 mm | [9 empty] | FALSE |  | Level sensor
577 | CCAL0301_Level sensor | Level sensor | CCAL0301 |  | No |  |  | TETAUD Florian | TETAUD Florian |  |  |  | TETAUD Florian | No | [14 empty] | VEGA vp81 | 32302171 | [5 empty] | 3 - Not affecting quality equipment |  |  |  | Dimensionnel | 0/800 mm | +/- 2 mm | [9 empty] | FALSE |  | Level sensor
578 | CCAL0302_Level sensor | Level sensor | CCAL0302 |  | No |  |  | TETAUD Florian | TETAUD Florian |  |  |  | TETAUD Florian | No | [14 empty] | VEGA vp62 | 33161277 | [5 empty] | 3 - Not affecting quality equipment |  |  |  | Dimensionnel | 0/800 mm | +/- 2 mm | [9 empty] | FALSE |  | Level sensor
579 | CCAL0303_Temperature sensor | Temperature sensor | CCAL0303 |  | No |  |  | TETAUD Florian | TETAUD Florian |  |  |  | TETAUD Florian | No | [14 empty] | / | / | [5 empty] | 3 - Not affecting quality equipment |  |  |  | Température | -40/100°C | +/- 0,15% RV | [9 empty] | FALSE |  | Temperature sensor
580 | CCAL0304_Pressure sensor | Pressure sensor | CCAL0304 |  | No |  |  | TETAUD Florian | TETAUD Florian |  |  |  | TETAUD Florian | No | [14 empty] | 404366/000 | 2.2888e+17 | [5 empty] | 1 - Product quality and specific measurement equipment |  |  |  | Pression | -1/+15Bar | +/-0,5% FS | [9 empty] | FALSE |  | Pressure sensor
581 | CCAL0305_Pressure sensor | Pressure sensor | CCAL0305 |  | No |  |  | TETAUD Florian | TETAUD Florian |  |  |  | TETAUD Florian | No | [14 empty] | 404366/000 | 2.2888e+17 | [5 empty] | 1 - Product quality and specific measurement equipment |  |  |  | Pression | -1/+15Bar | +/-0,5% FS | [9 empty] | FALSE |  | Pressure sensor
582 | CCAL0306_Ad scan | Ad scan | CCAL0306 |  | No |  |  | TETAUD Florian | TETAUD Florian |  |  |  | TETAUD Florian | No | [15 empty] | / |  |  |  |  | No calibration status | 3 - Not affecting quality equipment |  |  |  | Température | gammes constructeur | tolérance constructeur | [9 empty] | FALSE |  | Ad scan
583 | CCAL0307_NI 9205 | NI 9205 | CCAL0307 |  | No |  |  | TETAUD Florian | TETAUD Florian |  |  |  | TETAUD Florian | No | [15 empty] | 199015A-01L1AB29E9 |  |  |  |  | Conform | 1 - Product quality and specific measurement equipment | 06/10/2023 13:48:49 |  |  | Electricité | -10/10 V-5/5 V-1/1 V-0,2/0,2 V | ± 6,23 mV± 3,23 mV± 0,69 mV± 0,174 mV | [9 empty] | FALSE |  | NI 9205 |  |  | 06/10/2020 13:48:49 |  | 1116
584 | CCAL0308_NI 9205 | NI 9205 | CCAL0308 |  | No |  |  | TETAUD Florian | TETAUD Florian |  |  |  | TETAUD Florian | No | [14 empty] | NI 9205 | 199015A-01L 1ABBF9F |  |  |  |  | Conform | 1 - Product quality and specific measurement equipment | 06/10/2023 00:00:00 |  |  | Electricité | -10/10 V-5/5 V-1/1 V-0,2/0,2 V | ± 6,23 mV± 3,23 mV± 0,69 mV± 0,174 mV | [9 empty] | FALSE |  | NI 9205 |  |  | 06/10/2020 00:00:00 |  | 1116
585 | CCAL0309_NI 9205 | NI 9205 | CCAL0309 |  | No |  |  | TETAUD Florian | TETAUD Florian |  |  |  | TETAUD Florian | No | [14 empty] | NI 9205 | 199015A |  |  |  |  | Conform | 1 - Product quality and specific measurement equipment | 06/10/2023 00:00:00 |  |  | Electricité | -10/10 V-5/5 V-1/1 V-0,2/0,2 V | ± 6,23 mV± 3,23 mV± 0,69 mV± 0,174 mV | [9 empty] | FALSE |  | NI 9205 |  |  | 06/10/2020 00:00:00 |  | 1116
586 | CCAL0310_NI 9263 | NI 9263 | CCAL0310 |  | No |  |  | TETAUD Florian | TETAUD Florian |  |  |  | TETAUD Florian | No | [15 empty] | 198856C-01L1C4C3E6 |  |  |  |  | No calibration status | 3 - Not affecting quality equipment |  |  |  | Electrique | -10/10V | ± 0,1 % | [9 empty] | FALSE |  | NI 9263
587 | CCAL0311_NI 9263 | NI 9263 | CCAL0311 |  | No |  |  | TETAUD Florian | TETAUD Florian |  |  |  | TETAUD Florian | No | [14 empty] | NI 9263 | 198856C-01L1C4C3F4 |  |  |  |  | No calibration status | 3 - Not affecting quality equipment |  |  |  | Electrique | -10/10V | ± 0,1 % | [9 empty] | FALSE |  | NI 9263
588 | CCAL0312_NI 9263 | NI 9263 | CCAL0312 |  | No |  |  | TETAUD Florian | TETAUD Florian |  |  |  | TETAUD Florian | No | [14 empty] | NI 9263 | 198856C-01L1C4C3EA |  |  |  |  | Conform | 1 - Product quality and specific measurement equipment | 02/10/2023 00:00:00 |  |  | Electrique | -10/10V | ± 0,1 % | [9 empty] | FALSE |  | NI 9263 |  |  | 02/10/2020 00:00:00 |  | 1116
589 | CCAL0313_NI 9263 | NI 9263 | CCAL0313 |  | No |  |  | TETAUD Florian | TETAUD Florian |  |  |  | TETAUD Florian | No | [14 empty] | NI 9263 | 198856C-01L1C4C3ED |  |  |  |  | Conform | 1 - Product quality and specific measurement equipment | 02/10/2023 00:00:00 |  |  | Electrique | -10/10V | ± 0,1 % | [9 empty] | FALSE |  | NI 9263 |  |  | 02/10/2020 00:00:00 |  | 1116
590 | CCAL0314_NI CDAQ 9174 | NI CDAQ 9174 | CCAL0314 |  | No |  |  | TETAUD Florian | TETAUD Florian |  |  |  | TETAUD Florian | No | [14 empty] | NI CDAQ 9174 | 190611D-01L 1C4C9FC |  |  |  |  | No calibration status | 3 - Not affecting quality equipment |  |  |  | Electricité | Approach Device | Approach Device | [9 empty] | FALSE |  | NI CDAQ 9174
591 | CCAL0315_NI CDAQ 9174 | NI CDAQ 9174 | CCAL0315 |  | No |  |  | TETAUD Florian | TETAUD Florian |  |  |  | TETAUD Florian | No | [14 empty] | NI CDAQ 9174 | 190611D-01L 1C4C9B9 |  |  |  |  | No calibration status | 3 - Not affecting quality equipment |  |  |  | Electricité | Approach Device | Approach Device | [9 empty] | FALSE |  | NI CDAQ 9174
592 | CCAL0316_NI CDAQ 9174 | NI CDAQ 9174 | CCAL0316 |  | No |  |  | TETAUD Florian | TETAUD Florian |  |  |  | TETAUD Florian | No | [14 empty] | NI CDAQ 9174 | [5 empty] | No calibration status | 3 - Not affecting quality equipment |  |  |  | Electricité | / | / | [9 empty] | FALSE |  | NI CDAQ 9174
593 | CCAL0317_NI CDAQ 9174 | NI CDAQ 9174 | CCAL0317 |  | No |  |  | TETAUD Florian | TETAUD Florian |  |  |  | TETAUD Florian | No | [14 empty] | NI CDAQ 9174 | 190611D-01L 1C4CA8A |  |  |  |  | No calibration status | 3 - Not affecting quality equipment |  |  |  | Electricité | Approach Device | Approach Device | [9 empty] | FALSE |  | NI CDAQ 9174
594 | CCAL0318_Current probe | Current probe | CCAL0318 |  | No |  |  | TETAUD Florian | TETAUD Florian |  |  |  | TETAUD Florian | No | [14 empty] | P01120067A | 136709QGV |  |  |  |  | Out of date | 1 - Product quality and specific measurement equipment | 11/07/2019 00:00:00 |  |  | Electricité | gammes constructeur | tolérance constructeur | [9 empty] | FALSE |  | Current probe |  |  | 11/07/2017 00:00:00 |  | 744
595 | CCAL0319_Current probe | Current probe | CCAL0319 |  | No |  |  | TETAUD Florian | TETAUD Florian |  |  |  | TETAUD Florian | No | [14 empty] | P01120067A | 136711QGV |  |  |  |  | Conform | 1 - Product quality and specific measurement equipment | 30/09/2023 00:00:00 |  |  | Electricité | gammes constructeur | tolérance constructeur | [9 empty] | FALSE |  | Current probe |  |  | 30/09/2021 00:00:00 |  | 744
596 | CCAL0320_Differentiel probe | Differentiel probe | CCAL0320 |  | No |  |  | TETAUD Florian | TETAUD Florian |  |  |  | TETAUD Florian | No | [14 empty] | MTX1032-C | 130815QFH |  |  |  |  | Conform | 1 - Product quality and specific measurement equipment | 30/09/2023 00:00:00 |  |  | Electricité | gammes constructeur | tolérance constructeur | [9 empty] | FALSE |  | Differentiel probe |  |  | 30/09/2021 00:00:00 |  | 744
597 | CCAL0321_Differentiel probe | Differentiel probe | CCAL0321 |  | No |  |  | TETAUD Florian | TETAUD Florian |  |  |  | TETAUD Florian | No | [14 empty] | MTX1032-C | 130810QFH |  |  |  |  | Conform | 1 - Product quality and specific measurement equipment | 30/09/2023 00:00:00 |  |  | Electricité | gammes constructeur | tolérance constructeur | [9 empty] | FALSE |  | Differentiel probe |  |  | 30/09/2021 00:00:00 |  | 744
598 | CCAL0322_scale | scale | CCAL0322 |  | No |  |  | TETAUD Florian | TETAUD Florian |  |  |  | TETAUD Florian | No | [14 empty] | PNS 3000-2 | 190004556 |  |  |  |  | Conform | 1 - Product quality and specific measurement equipment | 30/08/2024 09:09:42 |  |  | Masse | 20 /3000g | ± 0,05 g | [9 empty] | FALSE |  | scale |  |  | 30/08/2022 09:09:42 |  | 744
599 | CCAL0323_scale | scale | CCAL0323 |  | No |  |  | TETAUD Florian | TETAUD Florian |  |  |  | TETAUD Florian | No | [14 empty] | PNS 3000-2 | 190004552 |  |  |  |  | Conform | 1 - Product quality and specific measurement equipment | 09/06/2023 10:30:03 |  |  | Masse | 500 /3000g | ± 0,05 g | [9 empty] | FALSE |  | scale |  |  | 09/06/2021 10:30:03 |  | 744
600 | CCAL0324_Scale | Scale | CCAL0324 |  | No |  |  | TETAUD Florian | TETAUD Florian |  |  |  | TETAUD Florian | No | [14 empty] | PNS 3000-2 | 190004552 |  |  |  |  | Conform | 1 - Product quality and specific measurement equipment | 28/09/2024 15:23:45 |  |  | Masse | 20 /3200g | ± 0,05 g | [9 empty] | FALSE |  | Scale |  |  | 28/09/2022 15:23:45 |  | 744
601 | CCAL0325_Scale | Scale | CCAL0325 |  | No |  |  | TETAUD Florian | TETAUD Florian |  |  |  | TETAUD Florian | No | [14 empty] | PNS 3000-2 | 190004569 |  |  |  |  | Conform | 1 - Product quality and specific measurement equipment | 29/08/2024 16:17:34 |  |  | Masse | 20 /3200g | ± 0,05 g | [9 empty] | FALSE |  | Scale |  |  | 29/08/2022 16:17:34 |  | 744
602 | CCAL0326_Module | Module | CCAL0326 |  | No |  |  | TETAUD Florian | TETAUD Florian |  |  |  | TETAUD Florian | No | [14 empty] | VN1630A | 528368 |  |  |  |  | No calibration status | 3 - Not affecting quality equipment |  |  |  | Electricité | Approach Device | Approach Device | [9 empty] | FALSE |  | Module
603 | CCAL0327_Module | Module | CCAL0327 |  | No |  |  | TETAUD Florian | TETAUD Florian |  |  |  | TETAUD Florian | No | [14 empty] | VN1630A | 528371 |  |  |  |  | No calibration status | 3 - Not affecting quality equipment |  |  |  | Electricité | Approach Device | Approach Device | [9 empty] | FALSE |  | Module
604 | CCAL0328_Module | Module | CCAL0328 |  | No |  |  | TETAUD Florian | TETAUD Florian |  |  |  | TETAUD Florian | No | [14 empty] | VN1630A | 528750 |  |  |  |  | No calibration status | 3 - Not affecting quality equipment |  |  |  | Electricité | Approach Device | Approach Device | [9 empty] | FALSE |  | Module
605 | CCAL0329_Module | Module | CCAL0329 |  | No |  |  | TETAUD Florian | TETAUD Florian |  |  |  | TETAUD Florian | No | [14 empty] | VN1630A | 528765 |  |  |  |  | No calibration status | 3 - Not affecting quality equipment |  |  |  | Electricité | Approach Device | Approach Device | [9 empty] | FALSE |  | Module
606 | CCAL0330_Pressure sensor | Pressure sensor | CCAL0330 |  | No |  |  | TETAUD Florian | TETAUD Florian |  |  |  | TETAUD Florian | No | [14 empty] | dtrans p30 | 404366/00 | [5 empty] | 1 - Product quality and specific measurement equipment |  |  |  | Pression | -1/+15Bar | +/-0,5% FS | [9 empty] | FALSE |  | Pressure sensor
607 | CCAL0331_Pressure sensor | Pressure sensor | CCAL0331 |  | No |  |  | TETAUD Florian | TETAUD Florian |  |  |  | TETAUD Florian | No | [14 empty] | PMP5074 | 3899437 |  |  |  |  | Non-conforme | 1 - Product quality and specific measurement equipment |  |  |  | Pression | 0/10 bar | +/- 0,1% FS | [9 empty] | FALSE |  | Pressure sensor
608 | CCAL0332_Temperature recorder | Temperature recorder | CCAL0332 |  | No |  |  | TETAUD Florian | TETAUD Florian |  |  |  | TETAUD Florian | No | [14 empty] | CAN THERMOCOUPLE 1 | IPEH-002205 00898 |  |  |  |  | Non-conforme | 1 - Product quality and specific measurement equipment |  |  |  | Température | -100/1300°C | 1 % | [9 empty] | FALSE |  | Temperature recorder
609 | CCAL0333_Temperature recorder | Temperature recorder | CCAL0333 |  | No |  |  | TETAUD Florian | TETAUD Florian |  |  |  | TETAUD Florian | No | [14 empty] | CAN THERMOCOUPLE 1 | IPEH-002205 00905 |  |  |  |  | Conform | 1 - Product quality and specific measurement equipment | 25/05/2023 14:38:22 |  |  | Température | -100/1300°C | 1 % | [9 empty] | FALSE |  | Temperature recorder |  |  | 25/05/2021 14:38:22 |  | 744
610 | CCAL0334_Temperature recorder | Temperature recorder | CCAL0334 |  | No |  |  | TETAUD Florian | TETAUD Florian |  |  |  | TETAUD Florian | No | [14 empty] | CAN THERMOCOUPLE 1 | IPEH-002205 00893 |  |  |  |  | Conform | 1 - Product quality and specific measurement equipment | 26/05/2023 10:36:09 |  |  | Température | -100/1300°C | 1 % | [9 empty] | FALSE |  | Temperature recorder |  |  | 26/05/2021 10:36:09 |  | 744
611 | CCAL0335_Temperature recorder | Temperature recorder | CCAL0335 |  | No |  |  | TETAUD Florian | TETAUD Florian |  |  |  | TETAUD Florian | No | [14 empty] | CAN THERMOCOUPLE 1 | IPEH-002205 00900 |  |  |  |  | No calibration status | 3 - Not affecting quality equipment |  |  |  | Température | -100/1300°C | 1 % | [9 empty] | FALSE |  | Temperature recorder
612 | CCAL0336_Temperature recorder | Temperature recorder | CCAL0336 |  | No |  |  | TETAUD Florian | TETAUD Florian |  |  |  | TETAUD Florian | No | [14 empty] | MU | IPEH-002205 00908 |  |  |  |  | Non-conforme | 1 - Product quality and specific measurement equipment |  |  |  | Température | -100/1300°C | 1 % | [9 empty] | FALSE |  | Temperature recorder
613 | CCAL0337_Temperature recorder | Temperature recorder | CCAL0337 |  | No |  |  | TETAUD Florian | TETAUD Florian |  |  |  | TETAUD Florian | No | [14 empty] | CAN THERMOCOUPLE 1 | IPEH-002205 00910 |  |  |  |  | Conform | 1 - Product quality and specific measurement equipment | 25/05/2023 15:21:57 |  |  | Température | -100/1300°C | 1 % | [9 empty] | FALSE |  | Temperature recorder |  |  | 25/05/2021 15:21:57 |  | 744
614 | CCAL0338_Temperature recorder | Temperature recorder | CCAL0338 |  | No |  |  | TETAUD Florian | TETAUD Florian |  |  |  | TETAUD Florian | No | [14 empty] | CAN THERMOCOUPLE 1 | IPEH-002205 00903 |  |  |  |  | Conform | 1 - Product quality and specific measurement equipment | 26/05/2023 14:25:46 |  |  | Température | -100/1300°C | 1 % | [9 empty] | FALSE |  | Temperature recorder |  |  | 26/05/2021 14:25:46 |  | 744
615 | CCAL0339_Temperature recorder | Temperature recorder | CCAL0339 |  | No |  |  | TETAUD Florian | TETAUD Florian |  |  |  | TETAUD Florian | No | [14 empty] | boite CSM temperature | IPEH-002205 00891 |  |  |  |  | No calibration status | 1 - Product quality and specific measurement equipment |  |  |  | Température | -100/1300°C | 1 % | [9 empty] | FALSE |  | Temperature recorder
616 | CCAL0340_Temperature recorder | Temperature recorder | CCAL0340 |  | No |  |  | TETAUD Florian | TETAUD Florian |  |  |  | TETAUD Florian | No | [14 empty] | CAN THERMOCOUPLE 1 | IPEH-002205 00892 |  |  |  |  | Conform | 1 - Product quality and specific measurement equipment | 25/05/2023 16:20:58 |  |  | Température | -100/1300°C | 1 % | [9 empty] | FALSE |  | Temperature recorder |  |  | 25/05/2021 16:20:58 |  | 744
617 | CCAL0341_Temperature recorder | Temperature recorder | CCAL0341 |  | No |  |  | TETAUD Florian | TETAUD Florian |  |  |  | TETAUD Florian | No | [14 empty] | CAN THERMOCOUPLE 1 | IPEH-00220 500 894 |  |  |  |  | Conform | 1 - Product quality and specific measurement equipment | 26/05/2023 08:33:24 |  |  | Température | -100/1300°C | 1 % | [9 empty] | FALSE |  | Temperature recorder |  |  | 26/05/2021 08:33:24 |  | 744
618 | CCAL0342_Temperature recorder | Temperature recorder | CCAL0342 |  | No |  |  | TETAUD Florian | TETAUD Florian |  |  |  | TETAUD Florian | No | [14 empty] | CAN THERMOCOUPLE 1 | IPEH-002205 00907 |  |  |  |  | No calibration status | 1 - Product quality and specific measurement equipment |  |  |  | Température | -100/1300°C | 1 % | [9 empty] | FALSE |  | Temperature recorder
619 | CCAL0343_Temperature recorder | Temperature recorder | CCAL0343 |  | No |  |  | TETAUD Florian | TETAUD Florian |  |  |  | TETAUD Florian | No | [14 empty] | CAN THERMOCOUPLE 1 | IPEH-002205 00896 |  |  |  |  | No calibration status | 3 - Not affecting quality equipment |  |  |  | Température | -100/1300°C | 1 % | [9 empty] | FALSE |  | Temperature recorder
620 | CCAL0344_Temperature recorder | Temperature recorder | CCAL0344 |  | No |  |  | TETAUD Florian | TETAUD Florian |  |  |  | TETAUD Florian | No | [14 empty] | boite CSM temperature | IPEH-002205 00902 |  |  |  |  | Non-conforme | 1 - Product quality and specific measurement equipment |  |  |  | Température | -100/1300°C | 1 % | [9 empty] | FALSE |  | Temperature recorder
621 | CCAL0345_Temperature recorder | Temperature recorder | CCAL0345 |  | No |  |  | TETAUD Florian | TETAUD Florian |  |  |  | TETAUD Florian | No | [14 empty] | boite CSM temperature | IPEH-002205 00909 |  |  |  |  | No calibration status | 1 - Product quality and specific measurement equipment |  |  |  | Température | -100/1300°C | 1 % | [9 empty] | FALSE |  | Temperature recorder
622 | CCAL0346_Temperature recorder | Temperature recorder | CCAL0346 |  | No |  |  | TETAUD Florian | TETAUD Florian |  |  |  | TETAUD Florian | No | [14 empty] | CAN THERMOCOUPLE 1 | IPEH-002205 00901 |  |  |  |  | No calibration status | 1 - Product quality and specific measurement equipment |  |  |  | Température | -100/1300°C | 1 % | [9 empty] | FALSE |  | Temperature recorder
623 | CCAL0347_Temperature recorder | Temperature recorder | CCAL0347 |  | No |  |  | TETAUD Florian | TETAUD Florian |  |  |  | TETAUD Florian | No | [14 empty] | CAN THERMOCOUPLE 1 | IPEH-002205 00897 |  |  |  |  | No calibration status | 1 - Product quality and specific measurement equipment |  |  |  | Température | -100/1300°C | 1 % | [9 empty] | FALSE |  | Temperature recorder
624 | CCAL0348_Temperature recorder | Temperature recorder | CCAL0348 |  | No |  |  | TETAUD Florian | TETAUD Florian |  |  |  | TETAUD Florian | No | [14 empty] | CAN THERMOCOUPLE 1 | IPEH-002205 00899 |  |  |  |  | No calibration status | 1 - Product quality and specific measurement equipment |  |  |  | Température | -100/1300°C | 1 % | [9 empty] | FALSE |  | Temperature recorder
625 | CCAL0349_Temperature recorder | Temperature recorder | CCAL0349 |  | No |  |  | TETAUD Florian | TETAUD Florian |  |  |  | TETAUD Florian | No | [14 empty] | / | IPEH-002205 00904 |  |  |  |  | Conform | 1 - Product quality and specific measurement equipment | 26/05/2023 12:02:18 |  |  | Température | -100/1300°C | 1 % | [9 empty] | FALSE |  | Temperature recorder |  |  | 26/05/2021 12:02:18 |  | 744
626 | CCAL0350_Temperature recorder | Temperature recorder | CCAL0350 |  | No |  |  | TETAUD Florian | TETAUD Florian |  |  |  | TETAUD Florian | No | [14 empty] | CAN THERMOCOUPLE 1 | IPEH-002205 00895 |  |  |  |  | Conform | 1 - Product quality and specific measurement equipment | 26/05/2023 10:14:31 |  |  | Température | -100/1300°C | 1 % | [9 empty] | FALSE |  | Temperature recorder |  |  | 26/05/2021 10:14:31 |  | 744
627 | CCAL0351_Temperature recorder | Temperature recorder | CCAL0351 |  | No |  |  | TETAUD Florian | TETAUD Florian |  |  |  | TETAUD Florian | No | [15 empty] | IPEH-002205 00906 |  |  |  |  | No calibration status | 3 - Not affecting quality equipment |  |  |  | Température | -100/1300°C | 1 % | [9 empty] | FALSE |  | Temperature recorder
628 | CCAL0352_Presseure sensor | Presseure sensor | CCAL0352 |  | No |  |  | TETAUD Florian | TETAUD Florian |  |  |  | TETAUD Florian | No | [14 empty] | vegabar 82 | 37644071 |  |  |  |  | Conform | 1 - Product quality and specific measurement equipment | 25/02/2024 10:52:46 |  |  | Pression | -1/25 bar | ± 0,5 % FS | [9 empty] | FALSE |  | Presseure sensor |  |  | 25/02/2022 10:52:46 |  | 744
629 | CCAL0353_Presseure sensor | Presseure sensor | CCAL0353 |  | No |  |  | TETAUD Florian | TETAUD Florian |  |  |  | TETAUD Florian | No | [14 empty] | vegabar 82 | 37644070 |  |  |  |  | Conform | 1 - Product quality and specific measurement equipment | 25/02/2024 11:04:29 |  |  | Pression | -1/25 bar | ± 0,5 % FS | [9 empty] | FALSE |  | Presseure sensor |  |  | 25/02/2022 11:04:29 |  | 744
630 | CCAL0354_Stabilised power supply | Stabilised power supply | CCAL0354 |  | No |  |  | TETAUD Florian | TETAUD Florian |  |  |  | TETAUD Florian | No | [14 empty] | GX 320 | 122607QDV |  |  |  |  | Conform | 1 - Product quality and specific measurement equipment | 29/07/2023 00:00:00 |  |  | Electricité | REVOIR GAMME CONSTRUCTEUR | REVOIR TOLERANCE CONSTRUCTEUR | [9 empty] | FALSE |  | Stabilised power supply |  |  | 29/07/2021 00:00:00 |  | 744
631 | CCAL0355_Stabilised power supply | Stabilised power supply | CCAL0355 |  | No |  |  | TETAUD Florian | TETAUD Florian |  |  |  | TETAUD Florian | No | [14 empty] | GX 320 | 122612QDV |  |  |  |  | Conform | 1 - Product quality and specific measurement equipment | 29/08/2024 00:00:00 |  |  | Electricité | REVOIR GAMME CONSTRUCTEUR | REVOIR TOLERANCE CONSTRUCTEUR | [9 empty] | FALSE |  | Stabilised power supply |  |  | 29/08/2022 00:00:00 |  | 744
632 | CCAL0356_Presseure sensor | Presseure sensor | CCAL0356 |  | No |  |  | TETAUD Florian | TETAUD Florian |  |  |  | TETAUD Florian | No | [14 empty] | dtrans p30 404366/000 | 2.408e+17 |  |  |  |  | Non-conforme | 1 - Product quality and specific measurement equipment |  |  |  | Pression | -1/+15Bar | +/-0,5% FS | [9 empty] | FALSE |  | Presseure sensor
633 | CCAL0357_Presseure sensor | Presseure sensor | CCAL0357 |  | No |  |  | TETAUD Florian | TETAUD Florian |  |  |  | TETAUD Florian | No | [14 empty] | dtrans p30 404366/000 | 2.408e+17 | [5 empty] | 1 - Product quality and specific measurement equipment |  |  |  | Pression | -1/+15Bar | +/-0,5% FS | [9 empty] | FALSE |  | Presseure sensor
634 | CCAL0358_Presseure sensor | Presseure sensor | CCAL0358 |  | No |  |  | TETAUD Florian | TETAUD Florian |  |  |  | TETAUD Florian | No | [14 empty] | dtrans p30 404366/000 | 2.408e+17 | [5 empty] | 1 - Product quality and specific measurement equipment |  |  |  | Pression | -1/+15Bar | +/-0,5% FS | [9 empty] | FALSE |  | Presseure sensor
635 | CCAL0359_Presseure sensor | Presseure sensor | CCAL0359 |  | No |  |  | TETAUD Florian | TETAUD Florian |  |  |  | TETAUD Florian | No | [14 empty] | dtrans p30 404366/000 | 2.408e+17 | [5 empty] | 1 - Product quality and specific measurement equipment |  |  |  | Pression | -1/+15Bar | +/-0,5% FS | [9 empty] | FALSE |  | Presseure sensor
636 | CCAL0360_Presseure sensor | Presseure sensor | CCAL0360 |  | No |  |  | TETAUD Florian | TETAUD Florian |  |  |  | TETAUD Florian | No | [14 empty] | dtrans p30 404366/000 | 2.408e+17 | [5 empty] | 1 - Product quality and specific measurement equipment |  |  |  | Pression | -1/+15Bar | +/-0,5% FS | [9 empty] | FALSE |  | Presseure sensor
637 | CCAL0361_Presseure sensor | Presseure sensor | CCAL0361 |  | No |  |  | TETAUD Florian | TETAUD Florian |  |  |  | TETAUD Florian | No | [14 empty] | MPX / -1/25 BAR | 9039 |  |  |  |  | Out of date | 1 - Product quality and specific measurement equipment | 26/10/2022 14:28:04 |  |  | Pression | 0,2 / + 26 bar abs | ± 0,05 % | [9 empty] | FALSE |  | Presseure sensor |  |  | 26/10/2020 14:28:04 |  | 744
638 | CCAL0362_Communication tool CAN | Communication tool CAN | CCAL0362 |  | No |  |  | TETAUD Florian | TETAUD Florian |  |  |  | TETAUD Florian | No | [14 empty] | VN1630 | 007113-026640 |  |  |  |  | No calibration status | 3 - Not affecting quality equipment |  |  |  | Electricité | CANAPE License | tolérance constructeur | [9 empty] | FALSE |  | Communication tool CAN
639 | CCAL0363_Communication tool CAN | Communication tool CAN | CCAL0363 |  | No |  |  | TETAUD Florian | TETAUD Florian |  |  |  | TETAUD Florian | No | [14 empty] | VN1630 | 007113-026641 |  |  |  |  | No calibration status | 3 - Not affecting quality equipment |  |  |  | Electricité | CANAPE License | tolérance constructeur | [9 empty] | FALSE |  | Communication tool CAN
640 | CCAL0364_Communication tool CAN | Communication tool CAN | CCAL0364 |  | No |  |  | TETAUD Florian | TETAUD Florian |  |  |  | TETAUD Florian | No | [14 empty] | VN1630 | 007113-026639 |  |  |  |  | No calibration status | 3 - Not affecting quality equipment |  |  |  | Electricité | CANAPE License | tolérance constructeur | [9 empty] | FALSE |  | Communication tool CAN
641 | CCAL0365_Stabilised power supply | Stabilised power supply | CCAL0365 |  | No |  |  | TETAUD Florian | TETAUD Florian |  |  |  | TETAUD Florian | No | [14 empty] | LAMBDA | LOC-805A375-0028 |  |  |  |  | Conform | 1 - Product quality and specific measurement equipment | 23/11/2023 14:57:32 |  |  | Electricité | 0-20V0-38 A | ± 0,5 V± 0,1216 A | [9 empty] | FALSE |  | Stabilised power supply |  |  | 23/11/2021 14:57:32 |  | 744
642 | CCAL0366_Clamb ammeter | Clamb ammeter | CCAL0366 |  | No |  |  | TETAUD Florian | TETAUD Florian |  |  |  | TETAUD Florian | No | [14 empty] | I30S | 38050096 |  |  |  |  | Conform | 1 - Product quality and specific measurement equipment | 23/02/2023 00:00:00 |  |  | Electricité | 0/30A | +/- 0,37A | [9 empty] | FALSE |  | Clamb ammeter |  |  | 23/02/2021 00:00:00 |  | 744
643 | CCAL0367_Clamb ammeter | Clamb ammeter | CCAL0367 |  | No |  |  | TETAUD Florian | TETAUD Florian |  |  |  | TETAUD Florian | No | [14 empty] | I30S | 3950053 |  |  |  |  | Conform | 1 - Product quality and specific measurement equipment | 29/12/2023 00:00:00 |  |  | Electricité | 0/30A | +/- 0,37A | [9 empty] | FALSE |  | Clamb ammeter |  |  | 29/12/2021 00:00:00 |  | 744
644 | CCAL0368_Clamb ammeter | Clamb ammeter | CCAL0368 |  | No |  |  | TETAUD Florian | TETAUD Florian |  |  |  | TETAUD Florian | No | [14 empty] | I30S | 38050091 |  |  |  |  | Conform | 1 - Product quality and specific measurement equipment | 29/12/2023 00:00:00 |  |  | Electricité | 0/30A | +/- 0,37A | [9 empty] | FALSE |  | Clamb ammeter |  |  | 29/12/2021 00:00:00 |  | 744
645 | CCAL0369_Levek sensor | Levek sensor | CCAL0369 |  | No |  |  | TETAUD Florian | TETAUD Florian |  |  |  | TETAUD Florian | No | [20 empty] | No calibration status | 3 - Not affecting quality equipment |  |  |  | / | / | / | [9 empty] | FALSE |  | Levek sensor
646 | CCAL0370_Temperature sensor | Temperature sensor | CCAL0370 |  | No |  |  | TETAUD Florian | TETAUD Florian |  |  |  | TETAUD Florian | No | [20 empty] | No calibration status | 3 - Not affecting quality equipment |  |  |  | Température | / | / | [9 empty] | FALSE |  | Temperature sensor
647 | CCAL0371_VN1630A | VN1630A | CCAL0371 |  | No |  |  | TETAUD Florian | TETAUD Florian |  |  |  | TETAUD Florian | No | [14 empty] | VN1630A | 007113-025701 |  |  |  |  | No calibration status | 3 - Not affecting quality equipment |  |  |  | / | Approach Device | Approach Device | [9 empty] | FALSE |  | VN1630A
648 | CCAL0372_Oscilloscope | Oscilloscope | CCAL0372 |  | No |  |  | TETAUD Florian | TETAUD Florian |  |  |  | TETAUD Florian | No | [15 empty] | 91U108203 |  |  |  |  | Conform | 1 - Product quality and specific measurement equipment | 20/07/2024 00:00:00 |  |  | Electricité | GAMME CONSTRUCTEUR | TOLERANCE CONSTRUCTEUR | [9 empty] | FALSE |  | Oscilloscope |  |  | 20/07/2022 00:00:00 |  | 744
649 | CCAL0373_Capacitance, resisance and inductance measurement | Capacitance, resisance and inductance measurement | CCAL0373 |  | No |  |  | TETAUD Florian | TETAUD Florian |  |  |  | TETAUD Florian | No | [15 empty] | LCR-6100 |  |  |  |  | No calibration status | 3 - Not affecting quality equipment |  |  |  | Electricité | GAMME CONSTRUCTEUR | TOLERANCE CONSTRUCTEUR | [9 empty] | FALSE |  | Capacitance, resisance and inductance measurement
650 | CCAL0374_Scale | Scale | CCAL0374 |  | No |  |  | TETAUD Florian | TETAUD Florian |  |  |  | TETAUD Florian | No | [14 empty] | PNS 3000-2 | 190004207 |  |  |  |  | Conform | 1 - Product quality and specific measurement equipment | 30/08/2024 09:24:02 |  |  | Masse | 20 /3000g | ± 0,05 g | [9 empty] | FALSE |  | Scale |  |  | 30/08/2022 09:24:02 |  | 744
651 | CCAL0375_VN1630A | VN1630A | CCAL0375 |  | No |  |  | TETAUD Florian | TETAUD Florian |  |  |  | TETAUD Florian | No | [14 empty] | VN1630A | 007113-539172 |  |  |  |  | No calibration status | 3 - Not affecting quality equipment |  |  |  | / | Approach Device | Approach Device | [9 empty] | FALSE |  | VN1630A
652 | CCAL0376_VN1630A | VN1630A | CCAL0376 |  | No |  |  | TETAUD Florian | TETAUD Florian |  |  |  | TETAUD Florian | No | [14 empty] | VN1630A | 007113-535537 |  |  |  |  | No calibration status | 3 - Not affecting quality equipment |  |  |  | / | Approach Device | Approach Device | [9 empty] | FALSE |  | VN1630A
653 | CCAL0377_VN1630A | VN1630A | CCAL0377 |  | No |  |  | TETAUD Florian | TETAUD Florian |  |  |  | TETAUD Florian | No | [14 empty] | VN1630A | 007113-539133 |  |  |  |  | No calibration status | 3 - Not affecting quality equipment |  |  |  | / | Approach Device | Approach Device | [9 empty] | FALSE |  | VN1630A
654 | CCAL0378_VN1630A | VN1630A | CCAL0378 |  | No |  |  | TETAUD Florian | TETAUD Florian |  |  |  | TETAUD Florian | No | [14 empty] | VN1630A | 007113-535556 |  |  |  |  | No calibration status | 3 - Not affecting quality equipment |  |  |  | / | Approach Device | Approach Device | [9 empty] | FALSE |  | VN1630A
655 | CCAL0379_Refractometer | Refractometer | CCAL0379 |  | No |  |  | TETAUD Florian | TETAUD Florian |  |  |  | TETAUD Florian | No | [14 empty] | K-PATENTS | 2018D034-16350 |  |  |  |  | Conforme | 1 - Product quality and specific measurement equipment |  |  |  | Chimie | gammes constructeur | tolérance constructeur | [9 empty] | FALSE |  | Refractometer
656 | CCAL0380_CANcase XL | CANcase XL | CCAL0380 |  | No |  |  | TETAUD Florian | TETAUD Florian |  |  |  | TETAUD Florian | No | [14 empty] | VN 1630A | 007113-02779 |  |  |  |  | No calibration status | 3 - Not affecting quality equipment |  |  |  | / | not License | / | [9 empty] | FALSE |  | CANcase XL
657 | CCAL0381_CANcase XL | CANcase XL | CCAL0381 |  | No |  |  | TETAUD Florian | TETAUD Florian |  |  |  | TETAUD Florian | No | [14 empty] | VN 1630A | 007113-029776 |  |  |  |  | No calibration status | 3 - Not affecting quality equipment |  |  |  | / | not License | / | [9 empty] | FALSE |  | CANcase XL
658 | CCAL0382_Stabilised power supply | Stabilised power supply | CCAL0382 |  | No |  |  | TETAUD Florian | TETAUD Florian |  |  |  | TETAUD Florian | No | [14 empty] | / | / |  |  |  |  | No calibration status | 3 - Not affecting quality equipment |  |  |  | Electricité |  | / | [9 empty] | FALSE |  | Stabilised power supply
659 | CCAL0383_CAN/LIN INTERFACE | CAN/LIN INTERFACE | CCAL0383 |  | No |  |  | TETAUD Florian | TETAUD Florian |  |  |  | TETAUD Florian | No | [14 empty] | VN1630A | 007113-522340 |  |  |  |  | No calibration status | 3 - Not affecting quality equipment |  |  |  | / |  | / | [9 empty] | FALSE |  | CAN/LIN INTERFACE
660 | CCAL0384_Tempature sensor | Tempature sensor | CCAL0384 |  | No |  |  | TETAUD Florian | TETAUD Florian |  |  |  | TETAUD Florian | No | [20 empty] | No calibration status | 3 - Not affecting quality equipment |  |  |  | Température | -40/100°C | +/- 0,15% RV | [9 empty] | FALSE |  | Tempature sensor
661 | CCAL0385_CAN/LIN INTERFACE | CAN/LIN INTERFACE | CCAL0385 |  | No |  |  | TETAUD Florian | TETAUD Florian |  |  |  | TETAUD Florian | No | [14 empty] | VN1630A | 007113-527174 |  |  |  |  | No calibration status | 3 - Not affecting quality equipment |  |  |  | / |  | / | [9 empty] | FALSE |  | CAN/LIN INTERFACE
662 | CCAL0386_Pressure sensor | Pressure sensor | CCAL0386 |  | No |  |  | TETAUD Florian | TETAUD Florian |  |  |  | TETAUD Florian | No | [14 empty] | 3500S001601E00 | 19120001 |  |  |  |  | Conform | 1 - Product quality and specific measurement equipment | 02/07/2023 10:37:12 |  |  | Pression | -1/16 Bar | +/-0,25 %FS | [9 empty] | FALSE |  | Pressure sensor |  |  | 02/07/2021 10:37:12 |  | 744
663 | CCAL0387_Pressure sensor | Pressure sensor | CCAL0387 |  | No |  |  | TETAUD Florian | TETAUD Florian |  |  |  | TETAUD Florian | No | [14 empty] | 3500S001601E00 | 19120002 |  |  |  |  | Conforme | 1 - Product quality and specific measurement equipment |  |  |  | Pression | -1/16 Bar | +/-0,25 %FS | [9 empty] | FALSE |  | Pressure sensor
664 | CCAL0388_Pressure sensor | Pressure sensor | CCAL0388 |  | No |  |  | TETAUD Florian | TETAUD Florian |  |  |  | TETAUD Florian | No | [14 empty] | 3500S001601E00 | 19120008 |  |  |  |  | Conform | 1 - Product quality and specific measurement equipment | 29/07/2023 16:17:09 |  |  | Pression | -1/16 Bar | +/-0,25 %FS | [9 empty] | FALSE |  | Pressure sensor |  |  | 29/07/2021 16:17:09 |  | 744
665 | CCAL0389_Pressure sensor | Pressure sensor | CCAL0389 |  | No |  |  | TETAUD Florian | TETAUD Florian |  |  |  | TETAUD Florian | No | [14 empty] | 3500S001601E00 | 19120004 |  |  |  |  | Conform | 1 - Product quality and specific measurement equipment | 29/06/2023 09:10:38 |  |  | Pression | -1/16 Bar | +/-0,25 %FS | [9 empty] | FALSE |  | Pressure sensor |  |  | 29/06/2021 09:10:38 |  | 744
666 | CCAL0390_Pressure sensor | Pressure sensor | CCAL0390 |  | No |  |  | TETAUD Florian | TETAUD Florian |  |  |  | TETAUD Florian | No | [14 empty] | 3500S001601E00 | 19120006 |  |  |  |  | Conform | 1 - Product quality and specific measurement equipment | 29/06/2023 10:05:39 |  |  | Pression | -1/16 Bar | +/-0,25 %FS | [9 empty] | FALSE |  | Pressure sensor |  |  | 29/06/2021 10:05:39 |  | 744
667 | CCAL0391_Pressure sensor | Pressure sensor | CCAL0391 |  | No |  |  | TETAUD Florian | TETAUD Florian |  |  |  | TETAUD Florian | No | [14 empty] | 3500S001601E00 | 19120005 |  |  |  |  | Conform | 1 - Product quality and specific measurement equipment | 29/06/2023 16:17:45 |  |  | Pression | -1/16 Bar | +/-0,25 %FS | [9 empty] | FALSE |  | Pressure sensor |  |  | 29/06/2021 16:17:45 |  | 744
668 | CCAL0392_Pressure sensor | Pressure sensor | CCAL0392 |  | No |  |  | TETAUD Florian | TETAUD Florian |  |  |  | TETAUD Florian | No | [14 empty] | 3500S001601E00 | 19120007 |  |  |  |  | Conform | 1 - Product quality and specific measurement equipment | 29/07/2023 14:56:16 |  |  | Pression | -1/16 Bar | +/-0,25 %FS | [9 empty] | FALSE |  | Pressure sensor |  |  | 29/07/2021 14:56:16 |  | 744
669 | CCAL0393_Pressure sensor | Pressure sensor | CCAL0393 |  | No |  |  | TETAUD Florian | TETAUD Florian |  |  |  | TETAUD Florian | No | [14 empty] | 3500S001601E00 | 19120003 |  |  |  |  | Non-conforme | 1 - Product quality and specific measurement equipment |  |  |  | Pression | -1/16 Bar | +/-0,25 %FS | [9 empty] | FALSE |  | Pressure sensor
670 | CCAL0394_KVASER | KVASER | CCAL0394 |  | No |  |  | TETAUD Florian | TETAUD Florian |  |  |  | TETAUD Florian | No | [14 empty] | Kvaser Leaf Light HS v2 | 51866 |  |  |  |  | No calibration status | 3 - Not affecting quality equipment |  |  |  | / |  | / | [9 empty] | FALSE |  | KVASER
671 | CCAL0395_KVASER | KVASER | CCAL0395 |  | No |  |  | TETAUD Florian | TETAUD Florian |  |  |  | TETAUD Florian | No | [14 empty] | Kvaser Leaf Light HS v2 | 51320 |  |  |  |  | No calibration status | 3 - Not affecting quality equipment |  |  |  | / |  | / | [9 empty] | FALSE |  | KVASER
672 | CCAL0396_KVASER | KVASER | CCAL0396 |  | No |  |  | TETAUD Florian | TETAUD Florian |  |  |  | TETAUD Florian | No | [14 empty] | Kvaser Leaf Light HS v2 | 51359 |  |  |  |  | No calibration status | 3 - Not affecting quality equipment |  |  |  | / |  | / | [9 empty] | FALSE |  | KVASER
673 | CCAL0397_KVASER | KVASER | CCAL0397 |  | No |  |  | TETAUD Florian | TETAUD Florian |  |  |  | TETAUD Florian | No | [14 empty] | Kvaser Leaf Light HS v2 | 51365 |  |  |  |  | No calibration status | 3 - Not affecting quality equipment |  |  |  | / |  | / | [9 empty] | FALSE |  | KVASER
674 | CCAL0398_KVASER | KVASER | CCAL0398 |  | No |  |  | TETAUD Florian | TETAUD Florian |  |  |  | TETAUD Florian | No | [14 empty] | Kvaser Leaf Light HS v2 | 10864 |  |  |  |  | No calibration status | 3 - Not affecting quality equipment |  |  |  | / |  | / | [9 empty] | FALSE |  | KVASER
675 | CCAL0399_KVASER | KVASER | CCAL0399 |  | No |  |  | TETAUD Florian | TETAUD Florian |  |  |  | TETAUD Florian | No | [14 empty] | Kvaser Leaf Light HS v2 | 51364 |  |  |  |  | No calibration status | 3 - Not affecting quality equipment |  |  |  | / |  | / | [9 empty] | FALSE |  | KVASER
676 | CCAL0400_PCAN RS232 | PCAN RS232 | CCAL0400 |  | No |  |  | TETAUD Florian | TETAUD Florian |  |  |  | TETAUD Florian | No | [14 empty] | PCAN RS232 | IPEH-00210001502 |  |  |  |  | No calibration status | 3 - Not affecting quality equipment |  |  |  | / |  | / | [9 empty] | FALSE |  | PCAN RS232
677 | CCAL0401_PCAN RS232 | PCAN RS232 | CCAL0401 |  | No |  |  | TETAUD Florian | TETAUD Florian |  |  |  | TETAUD Florian | No | [14 empty] | PCAN RS232 | IPEH-00210001503 |  |  |  |  | No calibration status | 3 - Not affecting quality equipment |  |  |  | / |  | / | [9 empty] | FALSE |  | PCAN RS232
678 | CCAL0402_PCAN RS232 | PCAN RS232 | CCAL0402 |  | No |  |  | TETAUD Florian | TETAUD Florian |  |  |  | TETAUD Florian | No | [14 empty] | PCAN RS232 | IPEH-00210001499 |  |  |  |  | No calibration status | 3 - Not affecting quality equipment |  |  |  | / |  | / | [9 empty] | FALSE |  | PCAN RS232
679 | CCAL0403_IPE HUB 2 | IPE HUB 2 | CCAL0403 |  | No |  |  | TETAUD Florian | TETAUD Florian |  |  |  | TETAUD Florian | No | [14 empty] | IPEHUB2 | 82400539 |  |  |  |  | No calibration status | 3 - Not affecting quality equipment |  |  |  | / |  | / | [9 empty] | FALSE |  | IPE HUB 2
680 | CCAL0404_NI cdaq 9174 | NI cdaq 9174 | CCAL0404 |  | No |  |  | TETAUD Florian | TETAUD Florian |  |  |  | TETAUD Florian | No | [15 empty] | 1ADE34E |  |  |  |  | No calibration status | 3 - Not affecting quality equipment |  |  |  | / |  | / | [9 empty] | FALSE |  | NI cdaq 9174
681 | CCAL0405_NI cdaq 9188 | NI cdaq 9188 | CCAL0405 |  | No |  |  | TETAUD Florian | TETAUD Florian |  |  |  | TETAUD Florian | No | [14 empty] | / | / |  |  |  |  | No calibration status | 3 - Not affecting quality equipment |  |  |  | / |  | / | [9 empty] | FALSE |  | NI cdaq 9188
682 | CCAL0406_NI USB 8473 | NI USB 8473 | CCAL0406 |  | No |  |  | TETAUD Florian | TETAUD Florian |  |  |  | TETAUD Florian | No | [15 empty] | 18F1D85 |  |  |  |  | No calibration status | 3 - Not affecting quality equipment |  |  |  | / |  | / | [9 empty] | FALSE |  | NI USB 8473
683 | CCAL0407_NI cdaq 9172 | NI cdaq 9172 | CCAL0407 |  | No |  |  | TETAUD Florian | TETAUD Florian |  |  |  | TETAUD Florian | No | [15 empty] | / |  |  |  |  | No calibration status | 3 - Not affecting quality equipment |  |  |  | / |  | / | [9 empty] | FALSE |  | NI cdaq 9172
684 | CCAL0408_NI 9205 | NI 9205 | CCAL0408 |  | No |  |  | TETAUD Florian | TETAUD Florian |  |  |  | TETAUD Florian | No | [14 empty] | NI 9205 | / |  |  |  |  | Out of date | 1 - Product quality and specific measurement equipment | 24/09/2022 00:00:00 |  |  | Electricité | -10/10 V-5/5 V-1/1 V-0,2/0,2 V | ± 6,23 mV± 3,23 mV± 0,69 mV± 0,174 mV | [9 empty] | FALSE |  | NI 9205 |  |  | 24/09/2019 00:00:00 |  | 1116
685 | CCAL0409_KVASER | KVASER | CCAL0409 |  | No |  |  | TETAUD Florian | TETAUD Florian |  |  |  | TETAUD Florian | No | [14 empty] | Kvaser Leaf Light v2 | 64387 |  |  |  |  | No calibration status | 3 - Not affecting quality equipment |  |  |  | / |  | / | [9 empty] | FALSE |  | KVASER
686 | CCAL0410_KVASER | KVASER | CCAL0410 |  | No |  |  | TETAUD Florian | TETAUD Florian |  |  |  | TETAUD Florian | No | [14 empty] | Kvaser Leaf Light v2 | 64391 |  |  |  |  | No calibration status | 3 - Not affecting quality equipment |  |  |  | / |  | / | [9 empty] | FALSE |  | KVASER
687 | CCAL0411_KVASER | KVASER | CCAL0411 |  | No |  |  | TETAUD Florian | TETAUD Florian |  |  |  | TETAUD Florian | No | [14 empty] | Kvaser Leaf Light v2 | 64389 |  |  |  |  | No calibration status | 3 - Not affecting quality equipment |  |  |  | / |  | / | [9 empty] | FALSE |  | KVASER
688 | CCAL0412_KVASER | KVASER | CCAL0412 |  | No |  |  | TETAUD Florian | TETAUD Florian |  |  |  | TETAUD Florian | No | [14 empty] | Kvaser Leaf Light v2 | 64392 |  |  |  |  | No calibration status | 3 - Not affecting quality equipment |  |  |  | / |  | / | [9 empty] | FALSE |  | KVASER
689 | CCAL0413_KVASER | KVASER | CCAL0413 |  | No |  |  | TETAUD Florian | TETAUD Florian |  |  |  | TETAUD Florian | No | [14 empty] | Kvaser Leaf Light v2 | 64394 |  |  |  |  | No calibration status | 3 - Not affecting quality equipment |  |  |  | / |  | / | [9 empty] | FALSE |  | KVASER
690 | CCAL0414_KVASER | KVASER | CCAL0414 |  | No |  |  | TETAUD Florian | TETAUD Florian |  |  |  | TETAUD Florian | No | [14 empty] | Kvaser Leaf Light v2 | 64377 |  |  |  |  | No calibration status | 3 - Not affecting quality equipment |  |  |  | / |  | / | [9 empty] | FALSE |  | KVASER
691 | CCAL0415_KVASER | KVASER | CCAL0415 |  | No |  |  | TETAUD Florian | TETAUD Florian |  |  |  | TETAUD Florian | No | [14 empty] | Kvaser Leaf Light v2 | 64355 |  |  |  |  | No calibration status | 3 - Not affecting quality equipment |  |  |  | / |  | / | [9 empty] | FALSE |  | KVASER
692 | CCAL0416_KVASER | KVASER | CCAL0416 |  | No |  |  | TETAUD Florian | TETAUD Florian |  |  |  | TETAUD Florian | No | [14 empty] | Kvaser Leaf Light v2 | 64353 |  |  |  |  | No calibration status | 3 - Not affecting quality equipment |  |  |  | / |  | / | [9 empty] | FALSE |  | KVASER
693 | CCAL0417_KVASER | KVASER | CCAL0417 |  | No |  |  | TETAUD Florian | TETAUD Florian |  |  |  | TETAUD Florian | No | [14 empty] | Kvaser Leaf Light v2 | 64354 |  |  |  |  | No calibration status | 3 - Not affecting quality equipment |  |  |  | / |  | / | [9 empty] | FALSE |  | KVASER
694 | CCAL0418_KVASER | KVASER | CCAL0418 |  | No |  |  | TETAUD Florian | TETAUD Florian |  |  |  | TETAUD Florian | No | [14 empty] | Kvaser Leaf Light v2 | 64352 |  |  |  |  | No calibration status | 3 - Not affecting quality equipment |  |  |  | / |  | / | [9 empty] | FALSE |  | KVASER
695 | CCAL0419_KVASER | KVASER | CCAL0419 |  | No |  |  | TETAUD Florian | TETAUD Florian |  |  |  | TETAUD Florian | No | [14 empty] | Kvaser Leaf Light v2 | 64384 |  |  |  |  | No calibration status | 3 - Not affecting quality equipment |  |  |  | / |  | / | [9 empty] | FALSE |  | KVASER
696 | CCAL0420_KVASER | KVASER | CCAL0420 |  | No |  |  | TETAUD Florian | TETAUD Florian |  |  |  | TETAUD Florian | No | [14 empty] | Kvaser Leaf Light v2 | 64395 |  |  |  |  | No calibration status | 3 - Not affecting quality equipment |  |  |  | / |  | / | [9 empty] | FALSE |  | KVASER
697 | CCAL0421_Stabilised power supply | Stabilised power supply | CCAL0421 |  | No |  |  | TETAUD Florian | TETAUD Florian |  |  |  | TETAUD Florian | No | [14 empty] | U8031A | MY59170095 |  |  |  |  | Conform | 1 - Product quality and specific measurement equipment | 02/08/2024 11:41:33 |  |  | Electricité | According Manufacturer SpecTo be defined | According Manufacturer SpecTo be defined | [9 empty] | FALSE |  | Stabilised power supply |  |  | 02/08/2022 11:41:33 |  | 744
698 | CCAL0422_Climatical chamber | Climatical chamber | CCAL0422 |  | No |  |  | TETAUD Florian | TETAUD Florian |  |  |  | TETAUD Florian | No | [14 empty] | labeventL/150/70/3 | 5670602360010 |  |  |  |  | Conform | 1 - Product quality and specific measurement equipment | 07/03/2023 08:44:35 |  |  | Température | -60/55°C | ± 2°C | [9 empty] | FALSE |  | Climatical chamber |  |  | 07/03/2022 08:44:35 |  | 372
699 | CCAL0423_NI CDAQ 9174 | NI CDAQ 9174 | CCAL0423 |  | No |  |  | TETAUD Florian | TETAUD Florian |  |  |  | TETAUD Florian | No | [15 empty] | 1CB0DCE |  |  |  |  | No calibration status | 3 - Not affecting quality equipment |  |  |  | Electricité |  | / | [9 empty] | FALSE |  | NI CDAQ 9174
700 | CCAL0424_NI CDAQ 9178 | NI CDAQ 9178 | CCAL0424 |  | No |  |  | TETAUD Florian | TETAUD Florian |  |  |  | TETAUD Florian | No | [15 empty] | 16FCCA1 |  |  |  |  | No calibration status | 3 - Not affecting quality equipment |  |  |  | Electricité |  | / | [9 empty] | FALSE |  | NI CDAQ 9178
701 | CCAL0425_Resitance | Resitance | CCAL0425 |  | No |  |  | TETAUD Florian | TETAUD Florian |  |  |  | TETAUD Florian | No | [20 empty] | No calibration status | 3 - Not affecting quality equipment |  |  |  | Electricité |  | / | [9 empty] | FALSE |  | Resitance
702 | CCAL0426_Resitance | Resitance | CCAL0426 |  | No |  |  | TETAUD Florian | TETAUD Florian |  |  |  | TETAUD Florian | No | [20 empty] | No calibration status | 3 - Not affecting quality equipment |  |  |  | Electricité |  | / | [9 empty] | FALSE |  | Resitance
703 | CCAL0427_VN 1630 | VN 1630 | CCAL0427 |  | No |  |  | TETAUD Florian | TETAUD Florian |  |  |  | TETAUD Florian | No | [15 empty] | 007113-040444 |  |  |  |  | No calibration status | 3 - Not affecting quality equipment |  |  |  | Electricité |  | / | [9 empty] | FALSE |  | VN 1630
704 | CCAL0428_Pe multilink | Pe multilink | CCAL0428 |  | No |  |  | TETAUD Florian | TETAUD Florian |  |  |  | TETAUD Florian | No | [14 empty] | U-multilink | 1216-PE USB MULTILINK USB 2,0 |  |  |  |  | No calibration status | 3 - Not affecting quality equipment |  |  |  | Electricité |  | / | [9 empty] | FALSE |  | Pe multilink
705 | CCAL0429_Pe multilink | Pe multilink | CCAL0429 |  | No |  |  | TETAUD Florian | TETAUD Florian |  |  |  | TETAUD Florian | No | [14 empty] | U-multilink | 1216-PE USB MULTILINK USB 2,0 |  |  |  |  | No calibration status | 3 - Not affecting quality equipment |  |  |  | Electricité |  | / | [9 empty] | FALSE |  | Pe multilink
706 | CCAL0430_Digital manometer | Digital manometer | CCAL0430 |  | No |  |  | TETAUD Florian | TETAUD Florian |  |  |  | TETAUD Florian | No | [14 empty] | 2020P7 | 610290815 |  |  |  |  | Conform | 1 - Product quality and specific measurement equipment | 26/02/2023 14:37:02 |  |  | Pression | 0/+25 mbar | ±0,1 mbar | [9 empty] | FALSE |  | Digital manometer |  |  | 26/02/2021 14:37:02 |  | 744
707 | CCAL0431_Multimeter | Multimeter | CCAL0431 |  | No |  |  | TETAUD Florian | TETAUD Florian |  |  |  | TETAUD Florian | No | [14 empty] | 83V | 27190276 |  |  |  |  | No calibration status | 3 - Not affecting quality equipment |  |  |  | Electricité |  | Approch device (tol: approch device | [9 empty] | FALSE |  | Multimeter
708 | CCAL0432_Thermocouple | Thermocouple | CCAL0432 |  | No |  |  | TETAUD Florian | TETAUD Florian |  |  |  | TETAUD Florian | No | [20 empty] | Conform | 1 - Product quality and specific measurement equipment | 06/05/2023 11:31:18 |  |  | Température | -40/+100 °C | ±2 °C | [9 empty] | FALSE |  | Thermocouple |  |  | 06/05/2021 11:31:18 |  | 744
709 | CCAL0433_NI 9205 | NI 9205 | CCAL0433 |  | No |  |  | TETAUD Florian | TETAUD Florian |  |  |  | TETAUD Florian | No | [14 empty] | NI 9205 | 1B07B8A |  |  |  |  | Conform | 1 - Product quality and specific measurement equipment | 25/05/2024 00:00:00 |  |  | Electricité | -10/10 V-5/5 V-1/1 V-0,2/0,2 V | ± 6,23 mV± 3,23 mV± 0,69 mV± 0,174 mV | [9 empty] | FALSE |  | NI 9205 |  |  | 25/05/2021 00:00:00 |  | 1116
710 | CCAL0434_NI 9203 | NI 9203 | CCAL0434 |  | No |  |  | TETAUD Florian | TETAUD Florian |  |  |  | TETAUD Florian | No | [14 empty] | NI 9203 | / |  |  |  |  | No calibration status | 3 - Not affecting quality equipment |  |  |  | Electricité | Approach device | Approach device | [9 empty] | FALSE |  | NI 9203
711 | CCAL0435_NI CDAQ 9174 | NI CDAQ 9174 | CCAL0435 |  | No |  |  | TETAUD Florian | TETAUD Florian |  |  |  | TETAUD Florian | No | [15 empty] | 1B20C63 |  |  |  |  | No calibration status | 3 - Not affecting quality equipment |  |  |  | Electricité | Approach device | Approach device | [9 empty] | FALSE |  | NI CDAQ 9174
712 | CCAL0436_Thermocouple | Thermocouple | CCAL0436 |  | No |  |  | TETAUD Florian | TETAUD Florian |  |  |  | TETAUD Florian | No | [20 empty] | Conform | 1 - Product quality and specific measurement equipment | 06/05/2023 11:45:41 |  |  | Température | -40/+100 °C | ±2 °C | [9 empty] | FALSE |  | Thermocouple |  |  | 06/05/2021 11:45:41 |  | 744
713 | CCAL0437_Thermocouple | Thermocouple | CCAL0437 |  | No |  |  | TETAUD Florian | TETAUD Florian |  |  |  | TETAUD Florian | No | [20 empty] | Conform | 1 - Product quality and specific measurement equipment | 06/05/2023 14:11:18 |  |  | Température | -40/+100 °C | ±2 °C | [9 empty] | FALSE |  | Thermocouple |  |  | 06/05/2021 14:11:18 |  | 744
714 | CCAL0438_Thermocouple | Thermocouple | CCAL0438 |  | No |  |  | TETAUD Florian | TETAUD Florian |  |  |  | TETAUD Florian | No | [20 empty] | Conform | 1 - Product quality and specific measurement equipment | 06/05/2023 11:22:25 |  |  | Température | -40/+100 °C | ±2 °C | [9 empty] | FALSE |  | Thermocouple |  |  | 06/05/2021 11:22:25 |  | 744
715 | CCAL0439_Thermocouple | Thermocouple | CCAL0439 |  | No |  |  | TETAUD Florian | TETAUD Florian |  |  |  | TETAUD Florian | No | [20 empty] | Conform | 1 - Product quality and specific measurement equipment | 06/05/2023 14:13:46 |  |  | Température | -40/+100 °C | ±2 °C | [9 empty] | FALSE |  | Thermocouple |  |  | 06/05/2021 14:13:46 |  | 744
716 | CCAL0440_Thermocouple | Thermocouple | CCAL0440 |  | No |  |  | TETAUD Florian | TETAUD Florian |  |  |  | TETAUD Florian | No | [20 empty] | Conform | 1 - Product quality and specific measurement equipment | 06/05/2023 14:16:41 |  |  | Température | -40/+100 °C | ±2 °C | [9 empty] | FALSE |  | Thermocouple |  |  | 06/05/2021 14:16:41 |  | 744
717 | CCAL0441_Thermocouple | Thermocouple | CCAL0441 |  | No |  |  | TETAUD Florian | TETAUD Florian |  |  |  | TETAUD Florian | No | [20 empty] | Conform | 1 - Product quality and specific measurement equipment | 06/05/2023 14:19:55 |  |  | Température | -40/+100 °C | ±2 °C | [9 empty] | FALSE |  | Thermocouple |  |  | 06/05/2021 14:19:55 |  | 744
718 | CCAL0442_Thermocouple | Thermocouple | CCAL0442 |  | No |  |  | TETAUD Florian | TETAUD Florian |  |  |  | TETAUD Florian | No | [20 empty] | Conform | 1 - Product quality and specific measurement equipment | 06/05/2023 14:24:16 |  |  | Température | -40/+100 °C | ±2 °C | [9 empty] | FALSE |  | Thermocouple |  |  | 06/05/2021 14:24:16 |  | 744
719 | CCAL0443_Thermocouple | Thermocouple | CCAL0443 |  | No |  |  | TETAUD Florian | TETAUD Florian |  |  |  | TETAUD Florian | No | [20 empty] | Conform | 1 - Product quality and specific measurement equipment | 06/05/2023 14:27:50 |  |  | Température | -40/+100 °C | ±2 °C | [9 empty] | FALSE |  | Thermocouple |  |  | 06/05/2021 14:27:50 |  | 744
720 | CCAL0444_Thermocouple | Thermocouple | CCAL0444 |  | No |  |  | TETAUD Florian | TETAUD Florian |  |  |  | TETAUD Florian | No | [20 empty] | Conform | 1 - Product quality and specific measurement equipment | 06/05/2023 00:00:00 |  |  | Température | -40/+100 °C | ±2 °C | [9 empty] | FALSE |  | Thermocouple |  |  | 06/05/2021 00:00:00 |  | 744
721 | CCAL0445_Thermocouple | Thermocouple | CCAL0445 |  | No |  |  | TETAUD Florian | TETAUD Florian |  |  |  | TETAUD Florian | No | [20 empty] | Conform | 1 - Product quality and specific measurement equipment | 06/05/2023 14:35:24 |  |  | Température | -40/+100 °C | ±2 °C | [9 empty] | FALSE |  | Thermocouple |  |  | 06/05/2021 14:35:24 |  | 744
722 | CCAL0446_Thermocouple | Thermocouple | CCAL0446 |  | No |  |  | TETAUD Florian | TETAUD Florian |  |  |  | TETAUD Florian | No | [20 empty] | Conform | 1 - Product quality and specific measurement equipment | 10/05/2023 14:55:11 |  |  | Température | -40/+200 °C | ±2 °C | [9 empty] | FALSE |  | Thermocouple |  |  | 10/05/2021 14:55:11 |  | 744
723 | CCAL0447_Thermocouple | Thermocouple | CCAL0447 |  | No |  |  | TETAUD Florian | TETAUD Florian |  |  |  | TETAUD Florian | No | [20 empty] | Conform | 1 - Product quality and specific measurement equipment | 10/05/2023 14:51:50 |  |  | Température | -40/+200 °C | ±2 °C | [9 empty] | FALSE |  | Thermocouple |  |  | 10/05/2021 14:51:50 |  | 744
724 | CCAL0448_Thermocouple | Thermocouple | CCAL0448 |  | No |  |  | TETAUD Florian | TETAUD Florian |  |  |  | TETAUD Florian | No | [20 empty] | Conform | 1 - Product quality and specific measurement equipment | 10/05/2023 14:23:13 |  |  | Température | -40/+200 °C | ±2 °C | [9 empty] | FALSE |  | Thermocouple |  |  | 10/05/2021 14:23:13 |  | 744
725 | CCAL0449_Thermocouple | Thermocouple | CCAL0449 |  | No |  |  | TETAUD Florian | TETAUD Florian |  |  |  | TETAUD Florian | No | [20 empty] | Conform | 1 - Product quality and specific measurement equipment | 10/05/2023 15:07:15 |  |  | Température | -40/+200 °C | ±2 °C | [9 empty] | FALSE |  | Thermocouple |  |  | 10/05/2021 15:07:15 |  | 744
726 | CCAL0450_Thermocouple | Thermocouple | CCAL0450 |  | No |  |  | TETAUD Florian | TETAUD Florian |  |  |  | TETAUD Florian | No | [20 empty] | Conform | 1 - Product quality and specific measurement equipment | 10/05/2023 15:13:54 |  |  | Température | -40/+200 °C | ±2 °C | [9 empty] | FALSE |  | Thermocouple |  |  | 10/05/2021 15:13:54 |  | 744
727 | CCAL0451_Thermocouple | Thermocouple | CCAL0451 |  | No |  |  | TETAUD Florian | TETAUD Florian |  |  |  | TETAUD Florian | No | [20 empty] | Conform | 1 - Product quality and specific measurement equipment | 10/05/2023 09:33:43 |  |  | Température | -40/+200 °C | ±2 °C | [9 empty] | FALSE |  | Thermocouple |  |  | 10/05/2021 09:33:43 |  | 744
728 | CCAL0452_Thermocouple | Thermocouple | CCAL0452 |  | No |  |  | TETAUD Florian | TETAUD Florian |  |  |  | TETAUD Florian | No | [20 empty] | Conform | 1 - Product quality and specific measurement equipment | 10/05/2023 09:34:50 |  |  | Température | -40/+200 °C | ±2 °C | [9 empty] | FALSE |  | Thermocouple |  |  | 10/05/2021 09:34:50 |  | 744
729 | CCAL0453_Thermocouple | Thermocouple | CCAL0453 |  | No |  |  | TETAUD Florian | TETAUD Florian |  |  |  | TETAUD Florian | No | [20 empty] | Conform | 1 - Product quality and specific measurement equipment | 10/05/2023 09:35:25 |  |  | Température | -40/+200 °C | ±2 °C | [9 empty] | FALSE |  | Thermocouple |  |  | 10/05/2021 09:35:25 |  | 744
730 | CCAL0454_Thermocouple | Thermocouple | CCAL0454 |  | No |  |  | TETAUD Florian | TETAUD Florian |  |  |  | TETAUD Florian | No | [20 empty] | Conform | 1 - Product quality and specific measurement equipment | 10/05/2023 09:35:58 |  |  | Température | -40/+200 °C | ±2 °C | [9 empty] | FALSE |  | Thermocouple |  |  | 10/05/2021 09:35:58 |  | 744
731 | CCAL0456_Thermocouple | Thermocouple | CCAL0456 |  | No |  |  | TETAUD Florian | TETAUD Florian |  |  |  | TETAUD Florian | No | [20 empty] | Conform | 1 - Product quality and specific measurement equipment | 10/05/2023 09:36:54 |  |  | Température | -40/+200 °C | ±2 °C | [9 empty] | FALSE |  | Thermocouple |  |  | 10/05/2021 09:36:54 |  | 744
732 | CCAL0457_Thermocouple | Thermocouple | CCAL0457 |  | No |  |  | TETAUD Florian | TETAUD Florian |  |  |  | TETAUD Florian | No | [20 empty] | Conform | 1 - Product quality and specific measurement equipment | 10/05/2023 09:37:28 |  |  | Température | -40/+200 °C | ±2 °C | [9 empty] | FALSE |  | Thermocouple |  |  | 10/05/2021 09:37:28 |  | 744
733 | CCAL0458_Thermocouple | Thermocouple | CCAL0458 |  | No |  |  | TETAUD Florian | TETAUD Florian |  |  |  | TETAUD Florian | No | [20 empty] | Conform | 1 - Product quality and specific measurement equipment | 10/05/2023 09:38:23 |  |  | Température | -40/+200 °C | ±2 °C | [9 empty] | FALSE |  | Thermocouple |  |  | 10/05/2021 09:38:23 |  | 744
734 | CCAL0459_Thermocouple | Thermocouple | CCAL0459 |  | No |  |  | TETAUD Florian | TETAUD Florian |  |  |  | TETAUD Florian | No | [20 empty] | Conform | 1 - Product quality and specific measurement equipment | 10/05/2023 09:38:57 |  |  | Température | -40/+200 °C | ±2 °C | [9 empty] | FALSE |  | Thermocouple |  |  | 10/05/2021 09:38:57 |  | 744
735 | CCAL0460_Thermocouple | Thermocouple | CCAL0460 |  | No |  |  | TETAUD Florian | TETAUD Florian |  |  |  | TETAUD Florian | No | [20 empty] | Conform | 1 - Product quality and specific measurement equipment | 10/05/2023 09:39:37 |  |  | Température | -40/+200 °C | ±2 °C | [9 empty] | FALSE |  | Thermocouple |  |  | 10/05/2021 09:39:37 |  | 744
736 | CCAL0461_Electrics charge | Electrics charge | CCAL0461 |  | No |  |  | TETAUD Florian | TETAUD Florian |  |  |  | TETAUD Florian | No | [14 empty] | LD 400 | 526248 |  |  |  |  | Conform | 1 - Product quality and specific measurement equipment | 28/07/2024 14:31:06 |  |  | Electricité | 0,1/100 ohms | Resistance mode +/- 0,5% | [9 empty] | FALSE |  | Electrics charge |  |  | 28/07/2022 14:31:06 |  | 744
737 | CCAL0462_Electrics charge | Electrics charge | CCAL0462 |  | No |  |  | TETAUD Florian | TETAUD Florian |  |  |  | TETAUD Florian | No | [14 empty] | LD 400 | 526268 |  |  |  |  | Conform | 1 - Product quality and specific measurement equipment | 28/07/2024 14:47:11 |  |  | Electricité | 0,1/100 ohms | Resistance mode +/- 0,5% | [9 empty] | FALSE |  | Electrics charge |  |  | 28/07/2022 14:47:11 |  | 744
738 | CCAL0463_Electrics charge | Electrics charge | CCAL0463 |  | No |  |  | TETAUD Florian | TETAUD Florian |  |  |  | TETAUD Florian | No | [14 empty] | LD 400 | 537376 |  |  |  |  | Conform | 1 - Product quality and specific measurement equipment | 28/07/2024 14:51:22 |  |  | Electricité | 0,1/100 ohms | Resistance mode +/- 0,5% | [9 empty] | FALSE |  | Electrics charge |  |  | 28/07/2022 14:51:22 |  | 744
739 | CCAL0464_Stabilised power supply | Stabilised power supply | CCAL0464 |  | No |  |  | TETAUD Florian | TETAUD Florian |  |  |  | TETAUD Florian | No | [14 empty] | hmp 2020 | / |  |  |  |  | Non-conforme | 1 - Product quality and specific measurement equipment |  |  |  | Electricité | gammes constructeur | tolérance constructeur | [9 empty] | FALSE |  | Stabilised power supply
740 | CCAL0465_Multimeter | Multimeter | CCAL0465 |  | No |  |  | TETAUD Florian | TETAUD Florian |  |  |  | TETAUD Florian | No | [14 empty] | 87 | 53870178 |  |  |  |  | Conform | 1 - Product quality and specific measurement equipment | 02/09/2023 00:00:00 |  |  | Electricité | gammes constructeur | tolérance constructeur | [9 empty] | FALSE |  | Multimeter |  |  | 02/09/2022 00:00:00 |  | 372
741 | CCAL0466_Multimeter | Multimeter | CCAL0466 |  | No |  |  | TETAUD Florian | TETAUD Florian |  |  |  | TETAUD Florian | No | [14 empty] | 87 | 245308240 |  |  |  |  | Conform | 1 - Product quality and specific measurement equipment | 20/07/2023 00:00:00 |  |  | Electricité | gammes constructeur | tolérance constructeur | [9 empty] | FALSE |  | Multimeter |  |  | 20/07/2021 00:00:00 |  | 744
742 | CCAL0467_Multimeter | Multimeter | CCAL0467 |  | No |  |  | TETAUD Florian | TETAUD Florian |  |  |  | TETAUD Florian | No | [14 empty] | DT4282 | 210550933 |  |  |  |  | Conform | 1 - Product quality and specific measurement equipment | 31/05/2023 00:00:00 |  |  | Electricité | gammes constructeur | tolérance constructeur | [9 empty] | FALSE |  | Multimeter |  |  | 31/05/2021 00:00:00 |  | 744
743 | CCAL0468_Multimeter | Multimeter | CCAL0468 |  | No |  |  | TETAUD Florian | TETAUD Florian |  |  |  | TETAUD Florian | No | [14 empty] | DT4282 | 210550934 |  |  |  |  | Conform | 1 - Product quality and specific measurement equipment | 31/05/2023 00:00:00 |  |  | Electricité | gammes constructeur | tolérance constructeur | [9 empty] | FALSE |  | Multimeter |  |  | 31/05/2021 00:00:00 |  | 744
744 | CCAL0469_VN1530 | VN1530 | CCAL0469 |  | No |  |  | TETAUD Florian | TETAUD Florian |  |  |  | TETAUD Florian | No | [14 empty] | VN 1530 | 007113-044854 |  |  |  |  | No calibration status | 3 - Not affecting quality equipment |  |  |  | / | ( | Approach device | [9 empty] | FALSE |  | VN1530
745 | CCAL0470_VN1530 | VN1530 | CCAL0470 |  | No |  |  | TETAUD Florian | TETAUD Florian |  |  |  | TETAUD Florian | No | [14 empty] | VN 1530 | 007113-560246 |  |  |  |  | No calibration status | 3 - Not affecting quality equipment |  |  |  | / | ( | Approach device | [9 empty] | FALSE |  | VN1530
746 | CCAL0471_Voltage sensor | Voltage sensor | CCAL0471 |  | No |  |  | TETAUD Florian | TETAUD Florian |  |  |  | TETAUD Florian | No | [14 empty] | MS-917-PG | M794220/048 |  |  |  |  | No calibration status | 3 - Not affecting quality equipment |  |  |  | / | ( | Approach device | [9 empty] | FALSE |  | Voltage sensor
747 | CCAL0472_Voltage sensor | Voltage sensor | CCAL0472 |  | No |  |  | TETAUD Florian | TETAUD Florian |  |  |  | TETAUD Florian | No | [14 empty] | MS-917-PG | M794220/021 |  |  |  |  | No calibration status | 3 - Not affecting quality equipment |  |  |  | / | ( | Approach device | [9 empty] | FALSE |  | Voltage sensor
748 | CCAL0473_Voltage sensor | Voltage sensor | CCAL0473 |  | No |  |  | TETAUD Florian | TETAUD Florian |  |  |  | TETAUD Florian | No | [14 empty] | MS-917-PG | M794220/018 |  |  |  |  | No calibration status | 3 - Not affecting quality equipment |  |  |  | / | ( | Approach device | [9 empty] | FALSE |  | Voltage sensor
749 | CCAL0474_Voltage sensor | Voltage sensor | CCAL0474 |  | No |  |  | TETAUD Florian | TETAUD Florian |  |  |  | TETAUD Florian | No | [14 empty] | MS-917-PG | M794220/029 |  |  |  |  | No calibration status | 3 - Not affecting quality equipment |  |  |  | / | ( | Approach device | [9 empty] | FALSE |  | Voltage sensor
750 | CCAL0475_Voltage sensor | Voltage sensor | CCAL0475 |  | No |  |  | TETAUD Florian | TETAUD Florian |  |  |  | TETAUD Florian | No | [14 empty] | MS-917-PG | M794220/024 |  |  |  |  | No calibration status | 3 - Not affecting quality equipment |  |  |  | / | ( | Approach device | [9 empty] | FALSE |  | Voltage sensor
751 | CCAL0476_Voltage sensor | Voltage sensor | CCAL0476 |  | No |  |  | TETAUD Florian | TETAUD Florian |  |  |  | TETAUD Florian | No | [14 empty] | MS-917-PG | M794220/032 |  |  |  |  | No calibration status | 3 - Not affecting quality equipment |  |  |  | / | ( | Approach device | [9 empty] | FALSE |  | Voltage sensor
752 | CCAL0477_Voltage sensor | Voltage sensor | CCAL0477 |  | No |  |  | TETAUD Florian | TETAUD Florian |  |  |  | TETAUD Florian | No | [14 empty] | MS-917-PG | M794220/006 |  |  |  |  | No calibration status | 3 - Not affecting quality equipment |  |  |  | / | ( | Approach device | [9 empty] | FALSE |  | Voltage sensor
753 | CCAL0478_Voltage sensor | Voltage sensor | CCAL0478 |  | No |  |  | TETAUD Florian | TETAUD Florian |  |  |  | TETAUD Florian | No | [14 empty] | MS-917-PG | M794220/055 |  |  |  |  | No calibration status | 3 - Not affecting quality equipment |  |  |  | / | ( | Approach device | [9 empty] | FALSE |  | Voltage sensor
754 | CCAL0479_Voltage sensor | Voltage sensor | CCAL0479 |  | No |  |  | TETAUD Florian | TETAUD Florian |  |  |  | TETAUD Florian | No | [14 empty] | MS-917-PG | M794220/074 |  |  |  |  | No calibration status | 3 - Not affecting quality equipment |  |  |  | / | ( | Approach device | [9 empty] | FALSE |  | Voltage sensor
755 | CCAL0480_Voltage sensor | Voltage sensor | CCAL0480 |  | No |  |  | TETAUD Florian | TETAUD Florian |  |  |  | TETAUD Florian | No | [14 empty] | MS-917-PG | M794220/059 |  |  |  |  | No calibration status | 3 - Not affecting quality equipment |  |  |  | / | ( | Approach device | [9 empty] | FALSE |  | Voltage sensor
756 | CCAL0481_Voltage sensor | Voltage sensor | CCAL0481 |  | No |  |  | TETAUD Florian | TETAUD Florian |  |  |  | TETAUD Florian | No | [14 empty] | MS-917-PG | M794220/057 |  |  |  |  | No calibration status | 3 - Not affecting quality equipment |  |  |  |  | ( | Approach device | [9 empty] | FALSE |  | Voltage sensor
757 | CCAL0482_Voltage sensor | Voltage sensor | CCAL0482 |  | No |  |  | TETAUD Florian | TETAUD Florian |  |  |  | TETAUD Florian | No | [14 empty] | MS-917-PG | M794220/066 |  |  |  |  | No calibration status | 3 - Not affecting quality equipment |  |  |  | / | ( | Approach device | [9 empty] | FALSE |  | Voltage sensor
758 | CCAL0483_Voltage sensor | Voltage sensor | CCAL0483 |  | No |  |  | TETAUD Florian | TETAUD Florian |  |  |  | TETAUD Florian | No | [14 empty] | MS-917-PG | M794220/054 |  |  |  |  | No calibration status | 3 - Not affecting quality equipment |  |  |  | / | ( | Approach device | [9 empty] | FALSE |  | Voltage sensor
759 | CCAL0484_Voltage sensor | Voltage sensor | CCAL0484 |  | No |  |  | TETAUD Florian | TETAUD Florian |  |  |  | TETAUD Florian | No | [14 empty] | MS-917-PG | M794220/020 |  |  |  |  | No calibration status | 3 - Not affecting quality equipment |  |  |  | / | ( | Approach device | [9 empty] | FALSE |  | Voltage sensor
760 | CCAL0485_Voltage sensor | Voltage sensor | CCAL0485 |  | No |  |  | TETAUD Florian | TETAUD Florian |  |  |  | TETAUD Florian | No | [14 empty] | MS-917-PG | M794220/013 |  |  |  |  | No calibration status | 3 - Not affecting quality equipment |  |  |  | / | ( | Approach device | [9 empty] | FALSE |  | Voltage sensor
761 | CCAL0486_Voltage sensor | Voltage sensor | CCAL0486 |  | No |  |  | TETAUD Florian | TETAUD Florian |  |  |  | TETAUD Florian | No | [14 empty] | MS-917-PG | m794220/040 |  |  |  |  | No calibration status | 3 - Not affecting quality equipment |  |  |  | / | ( | Approach device | [9 empty] | FALSE |  | Voltage sensor
762 | CCAL0487_Voltage sensor | Voltage sensor | CCAL0487 |  | No |  |  | TETAUD Florian | TETAUD Florian |  |  |  | TETAUD Florian | No | [14 empty] | MS-917-PG | M794220/056 |  |  |  |  | No calibration status | 3 - Not affecting quality equipment |  |  |  | / | ( | Approach device | [9 empty] | FALSE |  | Voltage sensor
763 | CCAL0488_Voltage sensor | Voltage sensor | CCAL0488 |  | No |  |  | TETAUD Florian | TETAUD Florian |  |  |  | TETAUD Florian | No | [14 empty] | MS-917-PG | M794220/022 |  |  |  |  | No calibration status | 3 - Not affecting quality equipment |  |  |  | / | ( | Approach device | [9 empty] | FALSE |  | Voltage sensor
764 | CCAL0489_Voltage sensor | Voltage sensor | CCAL0489 |  | No |  |  | TETAUD Florian | TETAUD Florian |  |  |  | TETAUD Florian | No | [14 empty] | MS-917-PG | M794220/068 |  |  |  |  | No calibration status | 3 - Not affecting quality equipment |  |  |  | / | ( | Approach device | [9 empty] | FALSE |  | Voltage sensor
765 | CCAL0490_Voltage sensor | Voltage sensor | CCAL0490 |  | No |  |  | TETAUD Florian | TETAUD Florian |  |  |  | TETAUD Florian | No | [14 empty] | MS-917-PG | M794220/072 |  |  |  |  | No calibration status | 3 - Not affecting quality equipment |  |  |  | / | ( | Approach device | [9 empty] | FALSE |  | Voltage sensor
766 | CCAL0491_Impedance analyser | Impedance analyser | CCAL0491 |  | No |  |  | TETAUD Florian | TETAUD Florian |  |  |  | TETAUD Florian | No | [14 empty] | E4990A | / |  |  |  |  | No calibration status | 3 - Not affecting quality equipment |  |  |  | / | ( | Approach device | [9 empty] | FALSE |  | Impedance analyser
767 | CCAL0492_Impedance probe | Impedance probe | CCAL0492 |  | No |  |  | TETAUD Florian | TETAUD Florian |  |  |  | TETAUD Florian | No | [14 empty] | 42941A | / |  |  |  |  | No calibration status | 3 - Not affecting quality equipment |  |  |  | / | ( | Approach device | [9 empty] | FALSE |  | Impedance probe
768 | CCAL0493_Telemeter digital | Telemeter digital | CCAL0493 |  | No |  |  | TETAUD Florian | TETAUD Florian |  |  |  | TETAUD Florian | No | [14 empty] | GLM 250 VF | / |  |  |  |  | No calibration status | 3 - Not affecting quality equipment |  |  |  | / | ( | Approach device | [9 empty] | FALSE |  | Telemeter digital
769 | CCAL0494_INCLINOMETER | INCLINOMETER | CCAL0494 |  | No |  |  | TETAUD Florian | TETAUD Florian |  |  |  | TETAUD Florian | No | [15 empty] | / |  |  |  |  | No calibration status | 3 - Not affecting quality equipment |  |  |  | / | ( | Approach device | [9 empty] | FALSE |  | INCLINOMETER
770 | CCAL0495_Tachymeter | Tachymeter | CCAL0495 |  | No |  |  | TETAUD Florian | TETAUD Florian |  |  |  | TETAUD Florian | No | [20 empty] | No calibration status | 3 - Not affecting quality equipment |  |  |  | / | ( | Approach device | [9 empty] | FALSE |  | Tachymeter
771 | CCAL0496_Stabilised power supply | Stabilised power supply | CCAL0496 |  | No |  |  | TETAUD Florian | TETAUD Florian |  |  |  | TETAUD Florian | No | [14 empty] | SM52-AR-60 | 10211823 |  |  |  |  | Conform | 1 - Product quality and specific measurement equipment | 27/09/2023 14:01:59 |  |  | Electricité | 0/52V 1500W | +/-1% | [9 empty] | FALSE |  | Stabilised power supply |  |  | 27/09/2021 14:01:59 |  | 744
772 | CCAL0497_Voltage block measurement | Voltage block measurement | CCAL0497 |  | No |  |  | TETAUD Florian | TETAUD Florian |  |  |  | TETAUD Florian | No | [14 empty] | CT0.1P | / |  |  |  |  | No calibration status | 3 - Not affecting quality equipment |  |  |  | Electricité | -230 / 230 mA | approch device | [9 empty] | FALSE |  | Voltage block measurement
773 | CCAL0498_Temperature sensor | Temperature sensor | CCAL0498 |  | No |  |  | TETAUD Florian | TETAUD Florian |  |  |  | TETAUD Florian | No | [14 empty] | pt100 | 1565680011 |  |  |  |  | No calibration status | 3 - Not affecting quality equipment |  |  |  | Electricité | -50 / 100 °C | approch device | [9 empty] | FALSE |  | Temperature sensor
774 | CCAL0499_Temperature sensor | Temperature sensor | CCAL0499 |  | No |  |  | TETAUD Florian | TETAUD Florian |  |  |  | TETAUD Florian | No | [14 empty] | pt100 | 1565680009 |  |  |  |  | No calibration status | 3 - Not affecting quality equipment |  |  |  | Electricité | -50 / 100 °C | approch device | [9 empty] | FALSE |  | Temperature sensor
775 | CCAL0500_Temperature sensor | Temperature sensor | CCAL0500 |  | No |  |  | TETAUD Florian | TETAUD Florian |  |  |  | TETAUD Florian | No | [14 empty] | pt100 | 1509880004 |  |  |  |  | No calibration status | 3 - Not affecting quality equipment |  |  |  | Electricité | -50 / 100 °C | approch device | [9 empty] | FALSE |  | Temperature sensor
776 | CCAL0501_Temperature sensor | Temperature sensor | CCAL0501 |  | No |  |  | TETAUD Florian | TETAUD Florian |  |  |  | TETAUD Florian | No | [14 empty] | pt100 | 1487520010 |  |  |  |  | No calibration status | 3 - Not affecting quality equipment |  |  |  | Electricité | -50 / 100 °C | approch device | [9 empty] | FALSE |  | Temperature sensor
777 | CCAL0502_Temperature sensor | Temperature sensor | CCAL0502 |  | No |  |  | TETAUD Florian | TETAUD Florian |  |  |  | TETAUD Florian | No | [14 empty] | pt100 | 1487520009 |  |  |  |  | No calibration status | 3 - Not affecting quality equipment |  |  |  | Electricité | -50 / 100 °C | approch device | [9 empty] | FALSE |  | Temperature sensor
778 | CCAL0503_cDAQ9178 | cDAQ9178 | CCAL0503 |  | No |  |  | TETAUD Florian | TETAUD Florian |  |  |  | TETAUD Florian | No | [14 empty] | c daq 9178 | 1765BF5 |  |  |  |  | No calibration status | 3 - Not affecting quality equipment |  |  |  | Electricité | approch device | approch device | [9 empty] | FALSE |  | cDAQ9178
779 | CCAL0504_NI 9203 | NI 9203 | CCAL0504 |  | No |  |  | TETAUD Florian | TETAUD Florian |  |  |  | TETAUD Florian | No | [14 empty] | NI 9203 | 189OE52 |  |  |  |  | Conform | 1 - Product quality and specific measurement equipment | 19/11/2024 00:00:00 |  |  | Electricité | 4/20 mA | ±0,18 %RV | [9 empty] | FALSE |  | NI 9203 |  |  | 19/11/2021 00:00:00 |  | 1116
780 | CCAL0505_NI 9205 | NI 9205 | CCAL0505 |  | No |  |  | TETAUD Florian | TETAUD Florian |  |  |  | TETAUD Florian | No | [14 empty] | NI 9205 | 173A7AD |  |  |  |  | Conform | 1 - Product quality and specific measurement equipment | 19/11/2024 00:00:00 |  |  | Electricité | 4/20 mA | ±0,18 %RV | [9 empty] | FALSE |  | NI 9205 |  |  | 19/11/2021 00:00:00 |  | 1116
781 | CCAL0506_NI 9215 | NI 9215 | CCAL0506 |  | No |  |  | TETAUD Florian | TETAUD Florian |  |  |  | TETAUD Florian | No | [14 empty] | NI 9215 | 17462ED |  |  |  |  | Conform | 1 - Product quality and specific measurement equipment | 18/11/2024 00:00:00 |  |  | Electricité | -10/+10 V | ±0,2 %RV | [9 empty] | FALSE |  | NI 9215 |  |  | 18/11/2021 00:00:00 |  | 1116
782 | CCAL0507_ni 9263 | ni 9263 | CCAL0507 |  | No |  |  | TETAUD Florian | TETAUD Florian |  |  |  | TETAUD Florian | No | [14 empty] | ni 9263 | 1BB4D9C |  |  |  |  | Conform | 1 - Product quality and specific measurement equipment | 19/11/2024 00:00:00 |  |  | Electricité | -10/+10 V | ±0,1 %RV | [9 empty] | FALSE |  | ni 9263 |  |  | 19/11/2021 00:00:00 |  | 1116
783 | CCAL0508_VN1630A | VN1630A | CCAL0508 |  | No |  |  | TETAUD Florian | TETAUD Florian |  |  |  | TETAUD Florian | No | [14 empty] | 1630A | 007113-536943 |  |  |  |  | No calibration status | 3 - Not affecting quality equipment |  |  |  | / | ( | Approach device | [9 empty] | FALSE |  | VN1630A
784 | CCAL0509_VN1630A | VN1630A | CCAL0509 |  | No |  |  | TETAUD Florian | TETAUD Florian |  |  |  | TETAUD Florian | No | [14 empty] | 1630A | 007113-536944 |  |  |  |  | No calibration status | 3 - Not affecting quality equipment |  |  |  | / | ( | Approach device | [9 empty] | FALSE |  | VN1630A
785 | CCAL0510_CANECASE XL | CANECASE XL | CCAL0510 |  | No |  |  | TETAUD Florian | TETAUD Florian |  |  |  | TETAUD Florian | No | [15 empty] | 007 29 000 434 |  |  |  |  | No calibration status | 3 - Not affecting quality equipment |  |  |  | / | ( | Approach device | [9 empty] | FALSE |  | CANECASE XL
786 | CCAL0511_CANECASE XL | CANECASE XL | CCAL0511 |  | No |  |  | TETAUD Florian | TETAUD Florian |  |  |  | TETAUD Florian | No | [15 empty] | 007129-068030 |  |  |  |  | No calibration status | 3 - Not affecting quality equipment |  |  |  | / | ( | Approach device | [9 empty] | FALSE |  | CANECASE XL
787 | CCAL0512_PT 100 | PT 100 | CCAL0512 |  | No |  |  | TETAUD Florian | TETAUD Florian |  |  |  | TETAUD Florian | No | [20 empty] | Conform | 1 - Product quality and specific measurement equipment | 05/10/2023 10:49:00 |  |  | Température | 0/100 °C | ± 0,5°C | [9 empty] | FALSE |  | PT 100 |  |  | 05/10/2021 10:49:00 |  | 744
788 | CCAL0513_PT 100 | PT 100 | CCAL0513 |  | No |  |  | TETAUD Florian | TETAUD Florian |  |  |  | TETAUD Florian | No | [20 empty] | Conform | 1 - Product quality and specific measurement equipment | 05/10/2023 10:56:44 |  |  | Température | 0/100 °C | ± 0,5°C | [9 empty] | FALSE |  | PT 100 |  |  | 05/10/2021 10:56:44 |  | 744
789 | CCAL0514_PT 100 | PT 100 | CCAL0514 |  | No |  |  | TETAUD Florian | TETAUD Florian |  |  |  | TETAUD Florian | No | [20 empty] | Conform | 1 - Product quality and specific measurement equipment | 05/10/2023 09:21:24 |  |  | Température | 0/100 °C | ± 0,5°C | [9 empty] | FALSE |  | PT 100 |  |  | 05/10/2021 09:21:24 |  | 744
790 | CCAL0515_Pressure sensor | Pressure sensor | CCAL0515 |  | No |  |  | TETAUD Florian | TETAUD Florian |  |  |  | TETAUD Florian | No | [14 empty] | UNIK 5000 | 4131326 |  |  |  |  | Conform | 1 - Product quality and specific measurement equipment | 05/10/2023 09:20:37 |  |  | Pression | -500/500 mbar | ± 0,5 mbar | [9 empty] | FALSE |  | Pressure sensor |  |  | 05/10/2021 09:20:37 |  | 744
791 | CCAL0516_Temperature recorder | Temperature recorder | CCAL0516 |  | No |  |  | TETAUD Florian | TETAUD Florian |  |  |  | TETAUD Florian | No | [14 empty] | scl l1b lob 5p | AET1120205 |  |  |  |  | No calibration status | 3 - Not affecting quality equipment |  |  |  | Température | According Manufacturer SpecTo be defined | According Manufacturer SpecTo be defined | [9 empty] | FALSE |  | Temperature recorder
792 | CCAL0517_Temperature recorder | Temperature recorder | CCAL0517 |  | No |  |  | TETAUD Florian | TETAUD Florian |  |  |  | TETAUD Florian | No | [14 empty] | scl l1b lob 5p | ART1070601 |  |  |  |  | No calibration status | 3 - Not affecting quality equipment |  |  |  | Température | According Manufacturer SpecTo be defined | According Manufacturer SpecTo be defined | [9 empty] | FALSE |  | Temperature recorder
793 | CCAL0518_Box Ad scan | Box Ad scan | CCAL0518 |  | No |  |  | TETAUD Florian | TETAUD Florian |  |  |  | TETAUD Florian | No | [14 empty] | CNT-SCAN MINIMODUL | 6772-CNNMM |  |  |  |  | Conform | 1 - Product quality and specific measurement equipment | 22/12/2023 14:51:12 |  |  | Divers | gammes constructeur | tolérance constructeur | [9 empty] | FALSE |  | Box Ad scan |  |  | 22/12/2021 14:51:12 |  | 744
794 | CCAL0519_Box Ad scan | Box Ad scan | CCAL0519 |  | No |  |  | TETAUD Florian | TETAUD Florian |  |  |  | TETAUD Florian | No | [14 empty] | CNT-SCAN MINIMODUL | 5125-CNMM |  |  |  |  | Conform | 1 - Product quality and specific measurement equipment | 22/12/2023 14:52:11 |  |  | Divers | gammes constructeur | tolérance constructeur | [9 empty] | FALSE |  | Box Ad scan |  |  | 22/12/2021 14:52:11 |  | 744
795 | CCAL0520_Box Ad scan | Box Ad scan | CCAL0520 |  | No |  |  | TETAUD Florian | TETAUD Florian |  |  |  | TETAUD Florian | No | [14 empty] | CNT-SCAN MINIMODUL | 6067-CNMM |  |  |  |  | Conform | 1 - Product quality and specific measurement equipment | 22/12/2023 14:52:56 |  |  | Divers | gammes constructeur | tolérance constructeur | [9 empty] | FALSE |  | Box Ad scan |  |  | 22/12/2021 14:52:56 |  | 744
796 | CCAL0521_Temperature recorder | Temperature recorder | CCAL0521 |  | No |  |  | TETAUD Florian | TETAUD Florian |  |  |  | TETAUD Florian | No | [15 empty] | 6141-THMM |  |  |  |  | Conform | 1 - Product quality and specific measurement equipment | 06/12/2023 13:31:45 |  |  | Température | According Manufacturer SpecTo be defined | According Manufacturer SpecTo be defined | [9 empty] | FALSE |  | Temperature recorder |  |  | 06/12/2021 13:31:45 |  | 744
797 | CCAL0522_Box Ad scan | Box Ad scan | CCAL0522 |  | No |  |  | TETAUD Florian | TETAUD Florian |  |  |  | TETAUD Florian | No | [14 empty] | CL LOB 6P LOB 5P CAN | 16196-ADMD |  |  |  |  | Conform | 1 - Product quality and specific measurement equipment | 22/12/2023 14:46:24 |  |  | Divers | gammes constructeur | tolérance constructeur | [9 empty] | FALSE |  | Box Ad scan |  |  | 22/12/2021 14:46:24 |  | 744
798 | CCAL0523_Box Ad scan | Box Ad scan | CCAL0523 |  | No |  |  | TETAUD Florian | TETAUD Florian |  |  |  | TETAUD Florian | No | [14 empty] | CL LOB 6P LOB 5P CAN | 9376-ADMD |  |  |  |  | Conform | 1 - Product quality and specific measurement equipment | 22/12/2023 14:47:41 |  |  | Divers | According Manufacturer SpecTo be defined | According Manufacturer SpecTo be defined | [9 empty] | FALSE |  | Box Ad scan |  |  | 22/12/2021 14:47:41 |  | 744
799 | CCAL0524_Temperature recorder | Temperature recorder | CCAL0524 |  | No |  |  | TETAUD Florian | TETAUD Florian |  |  |  | TETAUD Florian | No | [15 empty] | 19074-THMM |  |  |  |  | Conform | 1 - Product quality and specific measurement equipment | 06/12/2023 15:02:10 |  |  | Température | -100 / 1372 °C | ± 1% FS °C | [9 empty] | FALSE |  | Temperature recorder |  |  | 06/12/2021 15:02:10 |  | 744
800 | CCAL0525_Temperature recorder | Temperature recorder | CCAL0525 |  | No |  |  | TETAUD Florian | TETAUD Florian |  |  |  | TETAUD Florian | No | [14 empty] | / | 23522-THMM |  |  |  |  | Conform | 1 - Product quality and specific measurement equipment | 06/12/2023 14:30:25 |  |  | Température | -100 / 1372 °C | ± 1% FS °C | [9 empty] | FALSE |  | Temperature recorder |  |  | 06/12/2021 14:30:25 |  | 744
801 | CCAL0526_VN1640A | VN1640A | CCAL0526 |  | No |  |  | TETAUD Florian | TETAUD Florian |  |  |  | TETAUD Florian | No | [14 empty] | 1640A | 007114-523318 |  |  |  |  | No calibration status | 3 - Not affecting quality equipment |  |  |  | / | ( | Approach device | [9 empty] | FALSE |  | VN1640A
802 | CCAL0527_VN1630 | VN1630 | CCAL0527 |  | No |  |  | TETAUD Florian | TETAUD Florian |  |  |  | TETAUD Florian | No | [14 empty] | 1630 | 007151-007338 |  |  |  |  | No calibration status | 3 - Not affecting quality equipment |  |  |  | / | ( | Approach device | [9 empty] | FALSE |  | VN1630
803 | CCAL0528_VN1630A | VN1630A | CCAL0528 |  | No |  |  | TETAUD Florian | TETAUD Florian |  |  |  | TETAUD Florian | No | [14 empty] | VN1630A | 007113-000362 |  |  |  |  | No calibration status | 3 - Not affecting quality equipment |  |  |  | / | ( | Approach device | [9 empty] | FALSE |  | VN1630A
804 | CCAL0529_GL1000 | GL1000 | CCAL0529 |  | No |  |  | TETAUD Florian | TETAUD Florian |  |  |  | TETAUD Florian | No | [14 empty] | GL1000 | 028069-002803 |  |  |  |  | No calibration status | 3 - Not affecting quality equipment |  |  |  | / | ( | Approach device | [9 empty] | FALSE |  | GL1000
805 | CCAL0530_VN 1611 | VN 1611 | CCAL0530 |  | No |  |  | TETAUD Florian | TETAUD Florian |  |  |  | TETAUD Florian | No | [14 empty] | VN 1611 | 007155-012198 |  |  |  |  | No calibration status | 3 - Not affecting quality equipment |  |  |  | / | ( | Approach device | [9 empty] | FALSE |  | VN 1611
806 | CCAL0531_VN 1611 | VN 1611 | CCAL0531 |  | No |  |  | TETAUD Florian | TETAUD Florian |  |  |  | TETAUD Florian | No | [14 empty] | VN 1611 | 007155-014842 |  |  |  |  | No calibration status | 3 - Not affecting quality equipment |  |  |  | / | ( | Approach device | [9 empty] | FALSE |  | VN 1611
807 | CCAL0532_VN 1611 | VN 1611 | CCAL0532 |  | No |  |  | TETAUD Florian | TETAUD Florian |  |  |  | TETAUD Florian | No | [14 empty] | VN 1611 | 007155-010675 |  |  |  |  | No calibration status | 3 - Not affecting quality equipment |  |  |  | / | ( | Approach device | [9 empty] | FALSE |  | VN 1611
808 | CCAL0533_VN 1611 | VN 1611 | CCAL0533 |  | No |  |  | TETAUD Florian | TETAUD Florian |  |  |  | TETAUD Florian | No | [14 empty] | VN 1611 | 007155-012568 |  |  |  |  | No calibration status | 3 - Not affecting quality equipment |  |  |  | / | ( | Approach device | [9 empty] | FALSE |  | VN 1611
809 | CCAL0534_Box Ad scan | Box Ad scan | CCAL0534 |  | No |  |  | TETAUD Florian | TETAUD Florian |  |  |  | TETAUD Florian | No | [14 empty] | ad scan mini modul | 3855-ADMD |  |  |  |  | Conform | 1 - Product quality and specific measurement equipment | 12/01/2024 11:26:22 |  |  | Divers | gammes constructeur | tolérance constructeur | [9 empty] | FALSE |  | Box Ad scan |  |  | 12/01/2022 11:26:22 |  | 744
810 | CCAL0535_Enregistreur de température | Enregistreur de température | CCAL0535 |  | No |  |  | TETAUD Florian | TETAUD Florian |  |  |  | TETAUD Florian | No | [14 empty] | THERMO SCAN | 18105-THMM |  |  |  |  | Conform | 1 - Product quality and specific measurement equipment | 06/01/2024 14:12:14 |  |  | Température | According Manufacturer SpecTo be defined | According Manufacturer SpecTo be defined | [9 empty] | FALSE |  | Enregistreur de température |  |  | 06/01/2022 14:12:14 |  | 744
811 | CCAL0536_UNICAN 2 PROFESSIONNEL | UNICAN 2 PROFESSIONNEL | CCAL0536 |  | No |  |  | TETAUD Florian | TETAUD Florian |  |  |  | TETAUD Florian | No | [14 empty] | / | 1206-CAN2L |  |  |  |  | No calibration status | 3 - Not affecting quality equipment |  |  |  | / | According Manufacturer SpecTo be defined | According Manufacturer SpecTo be defined | [9 empty] | FALSE |  | UNICAN 2 PROFESSIONNEL
812 | CCAL0537_Boitier Ad scan | Boitier Ad scan | CCAL0537 |  | No |  |  | TETAUD Florian | TETAUD Florian |  |  |  | TETAUD Florian | No | [14 empty] | ad scan mini modul | 3852-ADMD |  |  |  |  | Conform | 1 - Product quality and specific measurement equipment | 22/12/2023 14:39:46 |  |  | Divers | gammes constructeur | tolérance constructeur | [9 empty] | FALSE |  | Boitier Ad scan |  |  | 22/12/2021 14:39:46 |  | 744
813 | CCAL0538_Enregistreur de température | Enregistreur de température | CCAL0538 |  | No |  |  | TETAUD Florian | TETAUD Florian |  |  |  | TETAUD Florian | No | [14 empty] | THERMO SCAN | 10666 TMHD ET 10667-THMD |  |  |  |  | Conform | 1 - Product quality and specific measurement equipment | 30/11/2023 15:48:36 |  |  | Température | According Manufacturer SpecTo be defined | According Manufacturer SpecTo be defined | [9 empty] | FALSE |  | Enregistreur de température |  |  | 30/11/2021 15:48:36 |  | 744
814 | CCAL0539_UNICAN 2 PROFESSIONNEL | UNICAN 2 PROFESSIONNEL | CCAL0539 |  | No |  |  | TETAUD Florian | TETAUD Florian |  |  |  | TETAUD Florian | No | [14 empty] | / | 1965-CAN2L |  |  |  |  | No calibration status | 3 - Not affecting quality equipment |  |  |  | / | According Manufacturer SpecTo be defined | According Manufacturer SpecTo be defined | [9 empty] | FALSE |  | UNICAN 2 PROFESSIONNEL
815 | CCAL0540_Multimeter | Multimeter | CCAL0540 |  | No |  |  | TETAUD Florian | TETAUD Florian |  |  |  | TETAUD Florian | No | [14 empty] | 34410A | MY45000289 |  |  |  |  | Out of date | 0 - Standard equipment | 22/10/2022 08:48:59 |  |  | Electricité | According Manufacturer SpecTo be defined | According Manufacturer SpecTo be defined | [9 empty] | FALSE |  | Multimeter |  |  | 22/10/2021 08:48:59 |  | 372
816 | CCAL0541_Alimentation stabilisée | Alimentation stabilisée | CCAL0541 |  | No |  |  | TETAUD Florian | TETAUD Florian |  |  |  | TETAUD Florian | No | [14 empty] | SM52-AR-60 | 10148827 |  |  |  |  | No calibration status | 3 - Not affecting quality equipment |  |  |  | Electricité | 0/52V 1500W | +/-1% | [9 empty] | FALSE |  | Alimentation stabilisée
817 | CCAL0542_Alimentation stabilisée | Alimentation stabilisée | CCAL0542 |  | No |  |  | TETAUD Florian | TETAUD Florian |  |  |  | TETAUD Florian | No | [14 empty] | SM52-AR-60 | 10148839 |  |  |  |  | No calibration status | 3 - Not affecting quality equipment |  |  |  | Electricité | 0/52V 1500W | +/-1% | [9 empty] | FALSE |  | Alimentation stabilisée
818 | CCAL0543_Boitier Ad scan | Boitier Ad scan | CCAL0543 |  | No |  |  | TETAUD Florian | TETAUD Florian |  |  |  | TETAUD Florian | No | [14 empty] | ad scan mini modul | [5 empty] | Conform | 1 - Product quality and specific measurement equipment | 12/01/2024 11:23:13 |  |  | Divers | gammes constructeur | tolérance constructeur | [9 empty] | FALSE |  | Boitier Ad scan |  |  | 12/01/2022 11:23:13 |  | 744
819 | CCAL0544_Enregistreur de température | Enregistreur de température | CCAL0544 |  | No |  |  | TETAUD Florian | TETAUD Florian |  |  |  | TETAUD Florian | No | [14 empty] | / | 21503-thmm |  |  |  |  | Conform | 1 - Product quality and specific measurement equipment | 06/01/2024 15:02:32 |  |  | Température | According Manufacturer SpecTo be defined | According Manufacturer SpecTo be defined | [9 empty] | FALSE |  | Enregistreur de température |  |  | 06/01/2022 15:02:32 |  | 744
820 | CCAL0545_Enregistreur de température | Enregistreur de température | CCAL0545 |  | No |  |  | TETAUD Florian | TETAUD Florian |  |  |  | TETAUD Florian | No | [14 empty] | / | 23523-THMM |  |  |  |  | Conform | 1 - Product quality and specific measurement equipment | 06/01/2024 14:54:52 |  |  | Température | According Manufacturer SpecTo be defined | According Manufacturer SpecTo be defined | [9 empty] | FALSE |  | Enregistreur de température |  |  | 06/01/2022 14:54:52 |  | 744
821 | CCAL0546_Enregistreur de température | Enregistreur de température | CCAL0546 |  | No |  |  | TETAUD Florian | TETAUD Florian |  |  |  | TETAUD Florian | No | [14 empty] | / | 23524-THMM |  |  |  |  | Conform | 1 - Product quality and specific measurement equipment | 06/01/2024 14:37:30 |  |  | Température | According Manufacturer SpecTo be defined | According Manufacturer SpecTo be defined | [9 empty] | FALSE |  | Enregistreur de température |  |  | 06/01/2022 14:37:30 |  | 744
822 | CCAL0547_Boitier Ad scan | Boitier Ad scan | CCAL0547 |  | No |  |  | TETAUD Florian | TETAUD Florian |  |  |  | TETAUD Florian | No | [14 empty] | ad scan mini modul | 11402-admd |  |  |  |  | Conform | 1 - Product quality and specific measurement equipment | 22/12/2023 14:38:05 |  |  | Divers | According Manufacturer SpecTo be defined | According Manufacturer SpecTo be defined | [9 empty] | FALSE |  | Boitier Ad scan |  |  | 22/12/2021 14:38:05 |  | 744
823 | CCAL0548_Enregistreur de température | Enregistreur de température | CCAL0548 |  | No |  |  | TETAUD Florian | TETAUD Florian |  |  |  | TETAUD Florian | No | [14 empty] | / | 25546-thmm | [5 empty] | 1 - Product quality and specific measurement equipment |  |  |  | Température | -100 / 1372 °C | ± 1 %FS | [9 empty] | FALSE |  | Enregistreur de température
824 | CCAL0549_Enregistreur de température | Enregistreur de température | CCAL0549 |  | No |  |  | TETAUD Florian | TETAUD Florian |  |  |  | TETAUD Florian | No | [14 empty] | / | 25547-THMM |  |  |  |  | Conform | 1 - Product quality and specific measurement equipment | 08/12/2023 11:28:40 |  |  | Température | -100 / 1372 °C | ± 1 %FS | [9 empty] | FALSE |  | Enregistreur de température |  |  | 08/12/2021 11:28:40 |  | 744
825 | CCAL0550_Boitier Ad scan | Boitier Ad scan | CCAL0550 |  | No |  |  | TETAUD Florian | TETAUD Florian |  |  |  | TETAUD Florian | No | [14 empty] | ad scan mini modul | 12193-admd |  |  |  |  | Conform | 1 - Product quality and specific measurement equipment | 22/12/2023 14:44:46 |  |  | Divers | According Manufacturer SpecTo be defined | According Manufacturer SpecTo be defined | [9 empty] | FALSE |  | Boitier Ad scan |  |  | 22/12/2021 14:44:46 |  | 744
826 | CCAL0551_Enregistreur de température | Enregistreur de température | CCAL0551 |  | No |  |  | TETAUD Florian | TETAUD Florian |  |  |  | TETAUD Florian | No | [14 empty] | / | 25548-THMM |  |  |  |  | Conform | 1 - Product quality and specific measurement equipment | 08/12/2026 16:25:40 |  |  | Température | -100 / 1372 °C | ± 1 %FS | [9 empty] | FALSE |  | Enregistreur de température |  |  | 08/12/2021 16:25:40 |  | 1860
827 | CCAL0552_Enregistreur de température | Enregistreur de température | CCAL0552 |  | No |  |  | TETAUD Florian | TETAUD Florian |  |  |  | TETAUD Florian | No | [14 empty] | / | 25549-THMM |  |  |  |  | Conform | 1 - Product quality and specific measurement equipment | 08/12/2023 16:17:14 |  |  | Température | -100 / 1372 °C | ± 1 %FS | [9 empty] | FALSE |  | Enregistreur de température |  |  | 08/12/2021 16:17:14 |  | 744
828 | CCAL0553_CANECASE XL | CANECASE XL | CCAL0553 |  | No |  |  | TETAUD Florian | TETAUD Florian |  |  |  | TETAUD Florian | No | [14 empty] | / | 007129-067067 |  |  |  |  | No calibration status | 3 - Not affecting quality equipment |  |  |  | / |  | / | [9 empty] | FALSE |  | CANECASE XL
829 | CCAL0554_CANECASE XL | CANECASE XL | CCAL0554 |  | No |  |  | TETAUD Florian | TETAUD Florian |  |  |  | TETAUD Florian | No | [14 empty] | / | 007129-031320 | [5 empty] | 3 - Not affecting quality equipment |  |  |  | / |  | / | [9 empty] | FALSE |  | CANECASE XL
830 | CCAL0555_VN 1630A | VN 1630A | CCAL0555 |  | No |  |  | TETAUD Florian | TETAUD Florian |  |  |  | TETAUD Florian | No | [15 empty] | 007113-552252 |  |  |  |  | No calibration status | 3 - Not affecting quality equipment |  |  |  | / |  | / | [9 empty] | FALSE |  | VN 1630A
831 | CCAL0556_VN 1630A | VN 1630A | CCAL0556 |  | No |  |  | TETAUD Florian | TETAUD Florian |  |  |  | TETAUD Florian | No | [15 empty] | 007113-566106 |  |  |  |  | No calibration status | 3 - Not affecting quality equipment |  |  |  | / |  | / | [9 empty] | FALSE |  | VN 1630A
832 | CCAL0557_VN 1640A | VN 1640A | CCAL0557 |  | No |  |  | TETAUD Florian | TETAUD Florian |  |  |  | TETAUD Florian | No | [15 empty] | 007114-050178 |  |  |  |  | No calibration status | 3 - Not affecting quality equipment |  |  |  | / |  | / | [9 empty] | FALSE |  | VN 1640A
833 | CCAL0558_NI BNC 2121 | NI BNC 2121 | CCAL0558 |  | No |  |  | TETAUD Florian | TETAUD Florian |  |  |  | TETAUD Florian | No | [14 empty] | BNC 2121 | 17DE591 |  |  |  |  | No calibration status | 3 - Not affecting quality equipment |  |  |  | / |  | / | [9 empty] | FALSE |  | NI BNC 2121
834 | CCAL0559_NI BNC 2121 | NI BNC 2121 | CCAL0559 |  | No |  |  | TETAUD Florian | TETAUD Florian |  |  |  | TETAUD Florian | No | [14 empty] | BNC 2121 | 17DE590 |  |  |  |  | No calibration status | 3 - Not affecting quality equipment |  |  |  | / |  | / | [9 empty] | FALSE |  | NI BNC 2121
835 | CCAL0560_NI BNC 2121 | NI BNC 2121 | CCAL0560 |  | No |  |  | TETAUD Florian | TETAUD Florian |  |  |  | TETAUD Florian | No | [14 empty] | BNC 2121 | 17DE592 |  |  |  |  | No calibration status | 3 - Not affecting quality equipment |  |  |  | / |  | / | [9 empty] | FALSE |  | NI BNC 2121
836 | CCAL0561_NI CDAQ 9178 | NI CDAQ 9178 | CCAL0561 |  | No |  |  | TETAUD Florian | TETAUD Florian |  |  |  | TETAUD Florian | No | [14 empty] | NI CDAQ 9178 | [5 empty] | No calibration status | 3 - Not affecting quality equipment |  |  |  | Electricité | / | / | [9 empty] | FALSE |  | NI CDAQ 9178
837 | CCAL0562_NI CDAQ 9172 | NI CDAQ 9172 | CCAL0562 |  | No |  |  | TETAUD Florian | TETAUD Florian |  |  |  | TETAUD Florian | No | [14 empty] | NI 9172 | 13AB51A |  |  |  |  | No calibration status | 3 - Not affecting quality equipment |  |  |  | Electricité | / | / | [9 empty] | FALSE |  | NI CDAQ 9172
838 | CCAL0563_NI CDAQ 9188 | NI CDAQ 9188 | CCAL0563 |  | No |  |  | TETAUD Florian | TETAUD Florian |  |  |  | TETAUD Florian | No | [14 empty] | ni 9188 | 1.957e+74 |  |  |  |  | No calibration status | 3 - Not affecting quality equipment |  |  |  | Electricité | / | / | [9 empty] | FALSE |  | NI CDAQ 9188
839 | CCAL0564_NI CDAQ 9178 | NI CDAQ 9178 | CCAL0564 |  | No |  |  | TETAUD Florian | TETAUD Florian |  |  |  | TETAUD Florian | No | [14 empty] | NI 9178 | 1D1F0A5 |  |  |  |  | No calibration status | 3 - Not affecting quality equipment |  |  |  | Electricité | / | / | [9 empty] | FALSE |  | NI CDAQ 9178
840 | CCAL0565_NI TIWI-BLE | NI TIWI-BLE | CCAL0565 |  | No |  |  | TETAUD Florian | TETAUD Florian |  |  |  | TETAUD Florian | No | [14 empty] | NI TIWI BLE | 3.135e+30 |  |  |  |  | No calibration status | 3 - Not affecting quality equipment |  |  |  | Electricité | / | / | [9 empty] | FALSE |  | NI TIWI-BLE
841 | CCAL0566_OMEGA TXDIN1620 | OMEGA TXDIN1620 | CCAL0566 |  | No |  |  | TETAUD Florian | TETAUD Florian |  |  |  | TETAUD Florian | No | [14 empty] | TXDIN1620 | 148752-0005 |  |  |  |  | No calibration status | 3 - Not affecting quality equipment |  |  |  | Electricité | / | / | [9 empty] | FALSE |  | OMEGA TXDIN1620
842 | CCAL0567_NI USB 6211 | NI USB 6211 | CCAL0567 |  | No |  |  | TETAUD Florian | TETAUD Florian |  |  |  | TETAUD Florian | No | [14 empty] | NI USB 6211 | 164253B |  |  |  |  | Conform | 1 - Product quality and specific measurement equipment | 15/12/2024 00:00:00 |  |  | Electrique | Analog Input: -10/+10 V; -5/+5 V; Counter: 0/5 Mhz | Analog Input: -10/10 V; -5/5 V Counter: 0/5 Mhz | [9 empty] | FALSE |  | NI USB 6211 |  |  | 15/12/2021 00:00:00 |  | 1116
843 | CCAL0568_NI 9401 | NI 9401 | CCAL0568 |  | No |  |  | TETAUD Florian | TETAUD Florian |  |  |  | TETAUD Florian | No | [14 empty] | NI 9401 | 175BB15 |  |  |  |  | No calibration status | 3 - Not affecting quality equipment |  |  |  | Electricité |  | / | [9 empty] | FALSE |  | NI 9401
844 | CCAL0569_ni USB 8473 | ni USB 8473 | CCAL0569 |  | No |  |  | TETAUD Florian | TETAUD Florian |  |  |  | TETAUD Florian | No | [14 empty] | ni 8473 | 1564c5c |  |  |  |  | No calibration status | 3 - Not affecting quality equipment |  |  |  | Electricité |  | / | [9 empty] | FALSE |  | ni USB 8473
845 | CCAL0570_ni USB 8502/2 | ni USB 8502/2 | CCAL0570 |  | No |  |  | TETAUD Florian | TETAUD Florian |  |  |  | TETAUD Florian | No | [14 empty] | ni usb 8502/2 | 1DFB73F |  |  |  |  | No calibration status | 3 - Not affecting quality equipment |  |  |  | Electricité |  | / | [9 empty] | FALSE |  | ni USB 8502/2
846 | CCAL0571_NI 9205 | NI 9205 | CCAL0571 |  | No |  |  | TETAUD Florian | TETAUD Florian |  |  |  | TETAUD Florian | No | [14 empty] | NI 9205 | 1DB3DC9 |  |  |  |  | Conform | 1 - Product quality and specific measurement equipment | 27/12/2024 00:00:00 |  |  | Electricité | -10/10 V-5/5 V-1/1 V-0,2/0,2 V | ± 6,23 mV± 3,23 mV± 0,69 mV± 0,174 mV | [9 empty] | FALSE |  | NI 9205 |  |  | 27/12/2021 00:00:00 |  | 1116
847 | CCAL0572_NI 9205 | NI 9205 | CCAL0572 |  | No |  |  | TETAUD Florian | TETAUD Florian |  |  |  | TETAUD Florian | No | [14 empty] | NI 9205 | 1E11FDB |  |  |  |  | Conform | 1 - Product quality and specific measurement equipment | 27/12/2024 00:00:00 |  |  | Electricité | -10/10 V-5/5 V-1/1 V-0,2/0,2 V | ± 6,23 mV± 3,23 mV± 0,69 mV± 0,174 mV | [9 empty] | FALSE |  | NI 9205 |  |  | 27/12/2021 00:00:00 |  | 1116
848 | CCAL0573_NI 9205 | NI 9205 | CCAL0573 |  | No |  |  | TETAUD Florian | TETAUD Florian |  |  |  | TETAUD Florian | No | [14 empty] | NI 9205 | 1DB3DBD |  |  |  |  | Conform | 1 - Product quality and specific measurement equipment | 27/12/2024 00:00:00 |  |  | Electricité | -10/10 V-5/5 V-1/1 V-0,2/0,2 V | ± 6,23 mV± 3,23 mV± 0,69 mV± 0,174 mV | [9 empty] | FALSE |  | NI 9205 |  |  | 27/12/2021 00:00:00 |  | 1116
849 | CCAL0574_NI 9205 | NI 9205 | CCAL0574 |  | No |  |  | TETAUD Florian | TETAUD Florian |  |  |  | TETAUD Florian | No | [14 empty] | NI 9205 | 17DE2A9 |  |  |  |  | Conform | 1 - Product quality and specific measurement equipment | 27/12/2024 00:00:00 |  |  | Electricité | -10/10 V-5/5 V-1/1 V-0,2/0,2 V | ± 6,23 mV± 3,23 mV± 0,69 mV± 0,174 mV | [9 empty] | FALSE |  | NI 9205 |  |  | 27/12/2021 00:00:00 |  | 1116
850 | CCAL0575_NI 9211 | NI 9211 | CCAL0575 |  | No |  |  | TETAUD Florian | TETAUD Florian |  |  |  | TETAUD Florian | No | [14 empty] | NI 9211 | 1CA8905 |  |  |  |  | Conform | 1 - Product quality and specific measurement equipment | 14/12/2024 00:00:00 |  |  | Electricité | -80/+80 mV | ±0,06 %RV | [9 empty] | FALSE |  | NI 9211 |  |  | 14/12/2021 00:00:00 |  | 1116
851 | CCAL0576_NI 9211 | NI 9211 | CCAL0576 |  | No |  |  | TETAUD Florian | TETAUD Florian |  |  |  | TETAUD Florian | No | [14 empty] | NI 9211 | 1D428F1 |  |  |  |  | Conform | 1 - Product quality and specific measurement equipment | 14/12/2024 00:00:00 |  |  | Electricité | -80/+80 mV | ±0,06 %RV | [9 empty] | FALSE |  | NI 9211 |  |  | 14/12/2021 00:00:00 |  | 1116
852 | CCAL0577_NI 9263 | NI 9263 | CCAL0577 |  | No |  |  | TETAUD Florian | TETAUD Florian |  |  |  | TETAUD Florian | No | [14 empty] | NI 9263 | 1D9E120 |  |  |  |  | Conform | 1 - Product quality and specific measurement equipment | 15/12/2024 00:00:00 |  |  | Electrique | ± 10V | ± 0,1% RV | [9 empty] | FALSE |  | NI 9263 |  |  | 15/12/2021 00:00:00 |  | 1116
853 | CCAL0578_NI 9263 | NI 9263 | CCAL0578 |  | No |  |  | TETAUD Florian | TETAUD Florian |  |  |  | TETAUD Florian | No | [14 empty] | NI 9263 | 1BCDF17 |  |  |  |  | Conform | 1 - Product quality and specific measurement equipment | 15/12/2024 00:00:00 |  |  | Electrique | ± 10V | ± 0,1% RV | [9 empty] | FALSE |  | NI 9263 |  |  | 15/12/2021 00:00:00 |  | 1116
854 | CCAL0579_NI 9215 | NI 9215 | CCAL0579 |  | No |  |  | TETAUD Florian | TETAUD Florian |  |  |  | TETAUD Florian | No | [14 empty] | NI 9215 | 174629C |  |  |  |  | Conform | 1 - Product quality and specific measurement equipment | 14/12/2024 00:00:00 |  |  | Electricité | -10/+10 V | ±0,2 %RV | [9 empty] | FALSE |  | NI 9215 |  |  | 14/12/2021 00:00:00 |  | 1116
855 | CCAL0580_Pince ampèremétrique | Pince ampèremétrique | CCAL0580 |  | No |  |  | TETAUD Florian | TETAUD Florian |  |  |  | TETAUD Florian | No | [14 empty] | A3000FC | 45960101WS |  |  |  |  | Conform | 1 - Product quality and specific measurement equipment | 01/02/2025 00:00:00 |  |  | Electricité | According Manufacturer SpecTo be defined | According Manufacturer SpecTo be defined | [9 empty] | FALSE |  | Pince ampèremétrique |  |  | 01/02/2022 00:00:00 |  | 1116
856 | CCAL0581_Differential probe | Differential probe | CCAL0581 |  | No |  |  | TETAUD Florian | TETAUD Florian |  |  |  | TETAUD Florian | No | [14 empty] | ge 8115 | / |  |  |  |  | Conform | 1 - Product quality and specific measurement equipment | 29/12/2024 00:00:00 |  |  | Electricité | According Manufacturer SpecTo be defined | According Manufacturer SpecTo be defined | [9 empty] | FALSE |  | Differential probe |  |  | 29/12/2021 00:00:00 |  | 1116
857 | CCAL0582_Differential probe | Differential probe | CCAL0582 |  | No |  |  | TETAUD Florian | TETAUD Florian |  |  |  | TETAUD Florian | No | [14 empty] | ge 8115 | / |  |  |  |  | Conform | 1 - Product quality and specific measurement equipment | 29/12/2024 00:00:00 |  |  | Electricité | According Manufacturer SpecTo be defined | According Manufacturer SpecTo be defined | [9 empty] | FALSE |  | Differential probe |  |  | 29/12/2021 00:00:00 |  | 1116
858 | CCAL0583_Differential probe | Differential probe | CCAL0583 |  | No |  |  | TETAUD Florian | TETAUD Florian |  |  |  | TETAUD Florian | No | [14 empty] | ge 8115 | / |  |  |  |  | Conform | 1 - Product quality and specific measurement equipment | 29/12/2024 00:00:00 |  |  | Electricité | According Manufacturer SpecTo be defined | According Manufacturer SpecTo be defined | [9 empty] | FALSE |  | Differential probe |  |  | 29/12/2021 00:00:00 |  | 1116
859 | CCAL0584_NI 9924 | NI 9924 | CCAL0584 |  | No |  |  | TETAUD Florian | TETAUD Florian |  |  |  | TETAUD Florian | No | [14 empty] | ni 9924 | 175FA5B |  |  |  |  | No calibration status | 3 - Not affecting quality equipment |  |  |  | Electricité |  | / | [9 empty] | FALSE |  | NI 9924
860 | CCAL0585_Power supply | Power supply | CCAL0585 |  | No |  |  | TETAUD Florian | TETAUD Florian |  |  |  | TETAUD Florian | No | [14 empty] | ES 015-10 | 10077101 |  |  |  |  | Conform | 1 - Product quality and specific measurement equipment | 28/10/2024 14:39:58 |  |  | Electricité | 0/15 V;0/10 A | ± 1 % FS | [9 empty] | FALSE |  | Power supply |  |  | 28/10/2021 14:39:58 |  | 1116
861 | CCAL0586_Power supply | Power supply | CCAL0586 |  | No |  |  | TETAUD Florian | TETAUD Florian |  |  |  | TETAUD Florian | No | [14 empty] | SM70 CP 450 | 10323745 |  |  |  |  | No calibration status | 3 - Not affecting quality equipment |  |  |  | Electricité | / | ± / | [9 empty] | FALSE |  | Power supply
862 | CCAL0587_Power supply | Power supply | CCAL0587 |  | No |  |  | TETAUD Florian | TETAUD Florian |  |  |  | TETAUD Florian | No | [14 empty] | SM70 CP 450 | 10323744 |  |  |  |  | No calibration status | 3 - Not affecting quality equipment |  |  |  | Electricité | / | ± / | [9 empty] | FALSE |  | Power supply
863 | CCAL0588_Power supply | Power supply | CCAL0588 |  | No |  |  | TETAUD Florian | TETAUD Florian |  |  |  | TETAUD Florian | No | [14 empty] | SM70 CP 450 | 10323743 |  |  |  |  | No calibration status | 3 - Not affecting quality equipment |  |  |  | Electricité | / | ± / | [9 empty] | FALSE |  | Power supply
864 | CCAL0589_Power supply | Power supply | CCAL0589 |  | No |  |  | TETAUD Florian | TETAUD Florian |  |  |  | TETAUD Florian | No | [14 empty] | SM70 CP 450 | 10323751 |  |  |  |  | No calibration status | 3 - Not affecting quality equipment |  |  |  | Electricité | / | ± / | [9 empty] | FALSE |  | Power supply
865 | CCAL0590_Camera thermique | Camera thermique | CCAL0590 |  | No |  |  | TETAUD Florian | TETAUD Florian |  |  |  | TETAUD Florian | No | [14 empty] | t530 | 79316928 |  |  |  |  | No calibration status | 3 - Not affecting quality equipment |  |  |  | Température | / | ± / | [9 empty] | FALSE |  | Camera thermique
866 | CCAL0591_NI CDAQ 9178 | NI CDAQ 9178 | CCAL0591 |  | No |  |  | TETAUD Florian | TETAUD Florian |  |  |  | TETAUD Florian | No | [14 empty] | NI 9178 | 175DDBC |  |  |  |  | No calibration status | 3 - Not affecting quality equipment |  |  |  | Electricité | / | / | [9 empty] | FALSE |  | NI CDAQ 9178
867 | CCAL0592_Oscilloscope | Oscilloscope | CCAL0592 |  | No |  |  | TETAUD Florian | TETAUD Florian |  |  |  | TETAUD Florian | No | [14 empty] | DLMa2024 | 91M140611 |  |  |  |  | Conform | 1 - Product quality and specific measurement equipment | 27/12/2023 00:00:00 |  |  | Electricité | According Manufacturer SpecTo be defined | According Manufacturer SpecTo be defined | [9 empty] | FALSE |  | Oscilloscope |  |  | 27/12/2021 00:00:00 |  | 744
868 | CCAL0593_Multimeter | Multimeter | CCAL0593 |  | No |  |  | TETAUD Florian | TETAUD Florian |  |  |  | TETAUD Florian | No | [14 empty] | 83V | 28420285 |  |  |  |  | Conform | 1 - Product quality and specific measurement equipment | 29/12/2023 00:00:00 |  |  | Electricité | According Manufacturer SpecTo be defined | According Manufacturer SpecTo be defined | [9 empty] | FALSE |  | Multimeter |  |  | 29/12/2021 00:00:00 |  | 744
869 | CCAL0594_Multimeter | Multimeter | CCAL0594 |  | No |  |  | TETAUD Florian | TETAUD Florian |  |  |  | TETAUD Florian | No | [14 empty] | 88V | 21250072 |  |  |  |  | Conform | 1 - Product quality and specific measurement equipment | 29/12/2023 00:00:00 |  |  | Electricité | According Manufacturer SpecTo be defined | According Manufacturer SpecTo be defined | [9 empty] | FALSE |  | Multimeter |  |  | 29/12/2021 00:00:00 |  | 744
870 | CCAL0595_Multimeter | Multimeter | CCAL0595 |  | No |  |  | TETAUD Florian | TETAUD Florian |  |  |  | TETAUD Florian | No | [14 empty] | TY720 | JKM9347 |  |  |  |  | Conform | 1 - Product quality and specific measurement equipment | 29/12/2023 00:00:00 |  |  | Electricité | According Manufacturer SpecTo be defined | According Manufacturer SpecTo be defined | [9 empty] | FALSE |  | Multimeter |  |  | 29/12/2021 00:00:00 |  | 744
871 | CCAL0596_Oscilloscope | Oscilloscope | CCAL0596 |  | No |  |  | TETAUD Florian | TETAUD Florian |  |  |  | TETAUD Florian | No | [14 empty] | DLMa3034 | 91W7308 |  |  |  |  | Conform | 1 - Product quality and specific measurement equipment | 23/12/2023 10:01:40 |  |  | Electricité | According Manufacturer SpecTo be defined | According Manufacturer SpecTo be defined | [9 empty] | FALSE |  | Oscilloscope |  |  | 23/12/2021 10:01:40 |  | 744
872 | CCAL0597_générateur de fréquences | générateur de fréquences | CCAL0597 |  | No |  |  | TETAUD Florian | TETAUD Florian |  |  |  | TETAUD Florian | No | [14 empty] | TG2512A | 456963 |  |  |  |  | Conform | 1 - Product quality and specific measurement equipment | 30/12/2023 00:00:00 |  |  | Electrique | According Manufacturer SpecTo be defined | According Manufacturer SpecTo be defined | [9 empty] | FALSE |  | générateur de fréquences |  |  | 30/12/2021 00:00:00 |  | 744
873 | CCAL0598_ELECTOMETER | ELECTOMETER | CCAL0598 |  | No |  |  | TETAUD Florian | TETAUD Florian |  |  |  | TETAUD Florian | No | [15 empty] | 95841 |  |  |  |  | Conform | 1 - Product quality and specific measurement equipment | 28/12/2023 00:00:00 |  |  | Electrique | According Manufacturer SpecTo be defined | According Manufacturer SpecTo be defined | [9 empty] | FALSE |  | ELECTOMETER |  |  | 28/12/2021 00:00:00 |  | 744
874 | CCAL0599_capteur de force | capteur de force | CCAL0599 |  | No |  |  | TETAUD Florian | TETAUD Florian |  |  |  | TETAUD Florian | No | [14 empty] | lc 101 tc cl | 2521 |  |  |  |  | No calibration status | 3 - Not affecting quality equipment |  |  |  | Electrique | According Manufacturer SpecTo be defined | According Manufacturer SpecTo be defined | [9 empty] | FALSE |  | capteur de force
875 | CCAL0600_capteur de force | capteur de force | CCAL0600 |  | No |  |  | TETAUD Florian | TETAUD Florian |  |  |  | TETAUD Florian | No | [14 empty] | lc 101 tc cl | 2522 |  |  |  |  | No calibration status | 3 - Not affecting quality equipment |  |  |  | Electrique | According Manufacturer SpecTo be defined | According Manufacturer SpecTo be defined | [9 empty] | FALSE |  | capteur de force
876 | CCAL0601_pince ampènemétrique | pince ampènemétrique | CCAL0601 |  | No |  |  | TETAUD Florian | TETAUD Florian |  |  |  | TETAUD Florian | No | [14 empty] | rmp80 | vw-1 | [5 empty] | 1 - Product quality and specific measurement equipment |  |  |  | Electrique | According Manufacturer SpecTo be defined | According Manufacturer SpecTo be defined | [9 empty] | FALSE |  | pince ampènemétrique
877 | CCAL0602_shunt | shunt | CCAL0602 |  | No |  |  | TETAUD Florian | TETAUD Florian |  |  |  | TETAUD Florian | No | [14 empty] | csmshunt 125A | 2485-shunt |  |  |  |  | No calibration status | 3 - Not affecting quality equipment |  |  |  | Electrique | According Manufacturer SpecTo be defined | According Manufacturer SpecTo be defined | [9 empty] | FALSE |  | shunt
878 | CCAL0603_Alimentation stabilisée | Alimentation stabilisée | CCAL0603 |  | No |  |  | TETAUD Florian | TETAUD Florian |  |  |  | TETAUD Florian | No | [14 empty] | SM52-AR-60 | 10102738 |  |  |  |  | Conform | 1 - Product quality and specific measurement equipment | 18/11/2023 14:06:31 |  |  | Electricité | 0/52V 1500W | +/-1% | [9 empty] | FALSE |  | Alimentation stabilisée |  |  | 18/11/2021 14:06:31 |  | 744
879 | CCAL0604_Alimentation stabilisée | Alimentation stabilisée | CCAL0604 |  | No |  |  | TETAUD Florian | TETAUD Florian |  |  |  | TETAUD Florian | No | [14 empty] | ES 030-5 | 727202000120 |  |  |  |  | Conform | 1 - Product quality and specific measurement equipment | 18/11/2023 15:42:57 |  |  | Electricité | 0/30V; 0/5A | +/-1% | [9 empty] | FALSE |  | Alimentation stabilisée |  |  | 18/11/2021 15:42:57 |  | 744
880 | CCAL0605_GL1000 | GL1000 | CCAL0605 |  | No |  |  | TETAUD Florian | TETAUD Florian |  |  |  | TETAUD Florian | No | [14 empty] | GL 1000 | 028069-002250 |  |  |  |  | No calibration status | 3 - Not affecting quality equipment |  |  |  | / |  | / | [9 empty] | FALSE |  | GL1000
881 | CCAL0606_Capteur de pression | Capteur de pression | CCAL0606 |  | No |  |  | TETAUD Florian | TETAUD Florian |  |  |  | TETAUD Florian | No | [14 empty] | UNIK 5000 | 3873977 | [5 empty] | 1 - Product quality and specific measurement equipment |  |  |  | Pression | 0/10 bar | ±20 mbar | [9 empty] | FALSE |  | Capteur de pression
882 | CCAL0607_shunt | shunt | CCAL0607 |  | No |  |  | TETAUD Florian | TETAUD Florian |  |  |  | TETAUD Florian | No | [14 empty] | csmshunt 125A | 2487-shunt |  |  |  |  | No calibration status | 3 - Not affecting quality equipment |  |  |  | Electrique | According Manufacturer SpecTo be defined | According Manufacturer SpecTo be defined | [9 empty] | FALSE |  | shunt
883 | CCAL0608_Alimentation stabilisée | Alimentation stabilisée | CCAL0608 |  | No |  |  | TETAUD Florian | TETAUD Florian |  |  |  | TETAUD Florian | No | [14 empty] | SM52-AR-60 | 10072259 |  |  |  |  | Conform | 1 - Product quality and specific measurement equipment | 24/11/2023 11:01:12 |  |  | Electricité | 0/16V | +/-1% | [9 empty] | FALSE |  | Alimentation stabilisée |  |  | 24/11/2021 11:01:12 |  | 744
884 | CCAL0609_Boitier Ad scan | Boitier Ad scan | CCAL0609 |  | No |  |  | TETAUD Florian | TETAUD Florian |  |  |  | TETAUD Florian | No | [14 empty] | ad scan mini modul 8 | 4069-admd |  |  |  |  | Conform | 1 - Product quality and specific measurement equipment | 22/12/2023 14:49:31 |  |  | Divers | gammes constructeur | tolérance constructeur | [9 empty] | FALSE |  | Boitier Ad scan |  |  | 22/12/2021 14:49:31 |  | 744
885 | CCAL0610_Thermo scan | Thermo scan | CCAL0610 |  | No |  |  | TETAUD Florian | TETAUD Florian |  |  |  | TETAUD Florian | No | [14 empty] | art101201 | 21501-thmm |  |  |  |  | Conform | 1 - Product quality and specific measurement equipment | 06/12/2023 11:12:27 |  |  | Température | gammes constructeur | tolérance constructeur | [9 empty] | FALSE |  | Thermo scan |  |  | 06/12/2021 11:12:27 |  | 744
886 | CCAL0611_Thermo scan | Thermo scan | CCAL0611 |  | No |  |  | TETAUD Florian | TETAUD Florian |  |  |  | TETAUD Florian | No | [14 empty] | art101201 | 21513-thmm |  |  |  |  | Conform | 1 - Product quality and specific measurement equipment | 06/12/2023 14:21:19 |  |  | Température | gammes constructeur | tolérance constructeur | [9 empty] | FALSE |  | Thermo scan |  |  | 06/12/2021 14:21:19 |  | 744
887 | CCAL0612_CANcase XL | CANcase XL | CCAL0612 |  | No |  |  | TETAUD Florian | TETAUD Florian |  |  |  | TETAUD Florian | No | [15 empty] | 007129-059484 |  |  |  |  | No calibration status | 3 - Not affecting quality equipment |  |  |  | / |  | / | [9 empty] | FALSE |  | CANcase XL
888 | CCAL0613_NI cdaq 9178 | NI cdaq 9178 | CCAL0613 |  | No |  |  | TETAUD Florian | TETAUD Florian |  |  |  | TETAUD Florian | No | [14 empty] | NI CDAQ 9178 | 1BC9044 |  |  |  |  | No calibration status | 3 - Not affecting quality equipment |  |  |  | / |  | / | [9 empty] | FALSE |  | NI cdaq 9178
889 | CCAL0614_NI 9477 | NI 9477 | CCAL0614 |  | No |  |  | TETAUD Florian | TETAUD Florian |  |  |  | TETAUD Florian | No | [14 empty] | / | 1B82C7 |  |  |  |  | No calibration status | 3 - Not affecting quality equipment |  |  |  | Electricité |  | / | [9 empty] | FALSE |  | NI 9477
890 | CCAL0615_NI 9263 | NI 9263 | CCAL0615 |  | No |  |  | TETAUD Florian | TETAUD Florian |  |  |  | TETAUD Florian | No | [14 empty] | NI 9263 | 18A8DC8 |  |  |  |  | Conform | 1 - Product quality and specific measurement equipment | 27/12/2024 00:00:00 |  |  | Electrique | ± 10V | ± 0,1% RV | [9 empty] | FALSE |  | NI 9263 |  |  | 27/12/2021 00:00:00 |  | 1116
891 | CCAL0616_NI 9263 | NI 9263 | CCAL0616 |  | No |  |  | TETAUD Florian | TETAUD Florian |  |  |  | TETAUD Florian | No | [14 empty] | NI 9263 | 1781EA0 |  |  |  |  | Conform | 1 - Product quality and specific measurement equipment | 27/12/2024 00:00:00 |  |  | Electrique | ± 10V | ± 0,1% RV | [9 empty] | FALSE |  | NI 9263 |  |  | 27/12/2021 00:00:00 |  | 1116
892 | CCAL0617_NI 9263 | NI 9263 | CCAL0617 |  | No |  |  | TETAUD Florian | TETAUD Florian |  |  |  | TETAUD Florian | No | [14 empty] | NI 9263 | 1695BDF |  |  |  |  | Conform | 1 - Product quality and specific measurement equipment | 27/12/2024 00:00:00 |  |  | Electrique | ± 10V | ± 0,1% RV | [9 empty] | FALSE |  | NI 9263 |  |  | 27/12/2021 00:00:00 |  | 1116
893 | CCAL0618_NI 9205 | NI 9205 | CCAL0618 |  | No |  |  | TETAUD Florian | TETAUD Florian |  |  |  | TETAUD Florian | No | [14 empty] | NI 9205 | 1437894 |  |  |  |  | Conform | 1 - Product quality and specific measurement equipment | 27/12/2024 00:00:00 |  |  | Electricité | -10/10 V-5/5 V-1/1 V-0,2/0,2 V | ± 6,23 mV± 3,23 mV± 0,69 mV± 0,174 mV | [9 empty] | FALSE |  | NI 9205 |  |  | 27/12/2021 00:00:00 |  | 1116
894 | CCAL0619_NI 9205 | NI 9205 | CCAL0619 |  | No |  |  | TETAUD Florian | TETAUD Florian |  |  |  | TETAUD Florian | No | [14 empty] | NI 9205 | 143789e |  |  |  |  | Conform | 1 - Product quality and specific measurement equipment | 27/12/2024 00:00:00 |  |  | Electricité | -10/10 V-5/5 V-1/1 V-0,2/0,2 V | ± 6,23 mV± 3,23 mV± 0,69 mV± 0,174 mV | [9 empty] | FALSE |  | NI 9205 |  |  | 27/12/2021 00:00:00 |  | 1116
895 | CCAL0620_NI 9205 | NI 9205 | CCAL0620 |  | No |  |  | TETAUD Florian | TETAUD Florian |  |  |  | TETAUD Florian | No | [14 empty] | NI 9205 | 14DA6CE |  |  |  |  | Conform | 1 - Product quality and specific measurement equipment | 27/12/2024 00:00:00 |  |  | Electricité | -10/10 V-5/5 V-1/1 V-0,2/0,2 V | ± 6,23 mV± 3,23 mV± 0,69 mV± 0,174 mV | [9 empty] | FALSE |  | NI 9205 |  |  | 27/12/2021 00:00:00 |  | 1116
896 | CCAL0621_Scale | Scale | CCAL0621 |  | No |  |  | TETAUD Florian | TETAUD Florian |  |  |  | TETAUD Florian | No | [14 empty] | MW1S1-6DC-L / MIDRICS1 | 27306054 | [5 empty] | 1 - Product quality and specific measurement equipment |  |  |  | Masse | 0,05/ 6 Kg | ±10 g | [9 empty] | FALSE |  | Scale
897 | CCAL0622_speedgoat | speedgoat | CCAL0622 |  | No |  |  | TETAUD Florian | TETAUD Florian |  |  |  | TETAUD Florian | No | [20 empty] | No calibration status | 3 - Not affecting quality equipment |  |  |  | / |  | / | [9 empty] | FALSE |  | speedgoat
898 | CCAL0622-01_real time | real time | CCAL0622-01 |  | No |  |  | TETAUD Florian | TETAUD Florian |  |  |  | TETAUD Florian | No | [14 empty] | real time simulation | IO323-DIO |  |  |  |  | No calibration status | 3 - Not affecting quality equipment |  |  |  | / |  | / | [9 empty] | FALSE |  | real time
899 | CCAL0622-02_real time | real time | CCAL0622-02 |  | No |  |  | TETAUD Florian | TETAUD Florian |  |  |  | TETAUD Florian | No | [14 empty] | real time simulation | IO323-DA-AD |  |  |  |  | No calibration status | 3 - Not affecting quality equipment |  |  |  | / |  | / | [9 empty] | FALSE |  | real time
900 | CCAL0622-03_real time | real time | CCAL0622-03 |  | No |  |  | TETAUD Florian | TETAUD Florian |  |  |  | TETAUD Florian | No | [14 empty] | real time simulation | IO183 |  |  |  |  | No calibration status | 3 - Not affecting quality equipment |  |  |  | / |  | / | [9 empty] | FALSE |  | real time
901 | CCAL0622-04_real time | real time | CCAL0622-04 |  | No |  |  | TETAUD Florian | TETAUD Florian |  |  |  | TETAUD Florian | No | [14 empty] | real time simulation | IO183 |  |  |  |  | No calibration status | 3 - Not affecting quality equipment |  |  |  | / |  | / | [9 empty] | FALSE |  | real time
902 | CCAL0623_regulated boost assembly | regulated boost assembly | CCAL0623 |  | No |  |  | TETAUD Florian | TETAUD Florian |  |  |  | TETAUD Florian | No | [14 empty] | ele0011 | 1741-262 |  |  |  |  | No calibration status | 3 - Not affecting quality equipment |  |  |  | / |  | / | [9 empty] | FALSE |  | regulated boost assembly
903 | CCAL0624_Ad scan | Ad scan | CCAL0624 |  | No |  |  | TETAUD Florian | TETAUD Florian |  |  |  | TETAUD Florian | No | [14 empty] | ad scan mini modul 8 | 40070 |  |  |  |  | Conform | 1 - Product quality and specific measurement equipment | 22/12/2023 00:00:00 |  |  | Température | According Manufacturer SpecTo be defined | According Manufacturer SpecTo be defined | [9 empty] | FALSE |  | Ad scan |  |  | 22/12/2021 00:00:00 |  | 744
904 | CCAL0625_Thermo scan | Thermo scan | CCAL0625 |  | No |  |  | TETAUD Florian | TETAUD Florian |  |  |  | TETAUD Florian | No | [14 empty] | art101201 | 6140-THMM |  |  |  |  | Conform | 1 - Product quality and specific measurement equipment | 06/12/2023 11:33:42 |  |  | Température | gammes constructeur | tolérance constructeur | [9 empty] | FALSE |  | Thermo scan |  |  | 06/12/2021 11:33:42 |  | 744
905 | CCAL0626_Thermo scan | Thermo scan | CCAL0626 |  | No |  |  | TETAUD Florian | TETAUD Florian |  |  |  | TETAUD Florian | No | [14 empty] | art101201 | 23501-THMM |  |  |  |  | Conform | 1 - Product quality and specific measurement equipment | 08/12/2023 15:00:06 |  |  | Température | -100 / 1372 °C | ± 1 %FS | [9 empty] | FALSE |  | Thermo scan |  |  | 08/12/2021 15:00:06 |  | 744
906 | CCAL0627_Thermocouple | Thermocouple | CCAL0627 |  | No |  |  | TETAUD Florian | TETAUD Florian |  |  |  | TETAUD Florian | No | [14 empty] | / | / |  |  |  |  | Conform | 1 - Product quality and specific measurement equipment | 10/12/2023 09:17:54 |  |  | Température | 0 / 200 °C | ± 1°C | [9 empty] | FALSE |  | Thermocouple |  |  | 10/12/2021 09:17:54 |  | 744
907 | CCAL0628_AC/DC current probe | AC/DC current probe | CCAL0628 |  | No |  |  | TETAUD Florian | TETAUD Florian |  |  |  | TETAUD Florian | No | [14 empty] | CT6846-05 | 211112758 |  |  |  |  | Conform | 1 - Product quality and specific measurement equipment | 08/11/2023 00:00:00 |  |  | Electrique | gammes constructeur | tolérance constructeur | [9 empty] | FALSE |  | AC/DC current probe |  |  | 08/11/2021 00:00:00 |  | 744
908 | CCAL0629_AC/DC current probe | AC/DC current probe | CCAL0629 |  | No |  |  | TETAUD Florian | TETAUD Florian |  |  |  | TETAUD Florian | No | [14 empty] | CT6846-05 | 211112759 |  |  |  |  | Conform | 1 - Product quality and specific measurement equipment | 08/11/2023 10:47:43 |  |  | Electrique | gammes constructeur | tolérance constructeur | [9 empty] | FALSE |  | AC/DC current probe |  |  | 08/11/2021 10:47:43 |  | 744
909 | CCAL0630_ACTIVE HV DIFFERENTIAL PROBE | ACTIVE HV DIFFERENTIAL PROBE | CCAL0630 |  | No |  |  | TETAUD Florian | TETAUD Florian |  |  |  | TETAUD Florian | No | [14 empty] | THDP0200 | C040428 |  |  |  |  | Conform | 1 - Product quality and specific measurement equipment | 17/11/2023 00:00:00 |  |  | Electrique | gammes constructeur | tolérance constructeur | [9 empty] | FALSE |  | ACTIVE HV DIFFERENTIAL PROBE |  |  | 17/11/2021 00:00:00 |  | 744
910 | CCAL0631_pOWER ANALYZER | pOWER ANALYZER | CCAL0631 |  | No |  |  | TETAUD Florian | TETAUD Florian |  |  |  | TETAUD Florian | No | [14 empty] | PW6001-02 | 211126982 |  |  |  |  | Conform | 1 - Product quality and specific measurement equipment | 16/11/2023 00:00:00 |  |  | Electrique | gammes constructeur | tolérance constructeur | [9 empty] | FALSE |  | pOWER ANALYZER |  |  | 16/11/2021 00:00:00 |  | 744
911 | CCAL0632_sensor unit | sensor unit | CCAL0632 |  | No |  |  | TETAUD Florian | TETAUD Florian |  |  |  | TETAUD Florian | No | [14 empty] | ct9557 | 211109802 |  |  |  |  | No calibration status | 3 - Not affecting quality equipment |  |  |  | Electrique |  | / / | [9 empty] | FALSE |  | sensor unit
912 | CCAL0633_Pied à coulisse | Pied à coulisse | CCAL0633 |  | No |  |  | TETAUD Florian | TETAUD Florian |  |  |  | TETAUD Florian | No | [20 empty] | No calibration status | 3 - Not affecting quality equipment |  |  |  | Dimensionnel |  | / / | [9 empty] | FALSE |  | Pied à coulisse
913 | CCAL0634_Reglet | Reglet | CCAL0634 |  | No |  |  | TETAUD Florian | TETAUD Florian |  |  |  | TETAUD Florian | No | [20 empty] | No calibration status | 3 - Not affecting quality equipment |  |  |  | Dimensionnel |  | / / | [9 empty] | FALSE |  | Reglet
914 | CCAL0635_FrFR | FrFR | CCAL0635 |  | No |  |  | TETAUD Florian | TETAUD Florian |  |  |  | TETAUD Florian | No | [14 empty] | HV BM 1,2 LE | 1014-HEBM1 1185-SM00A |  |  |  |  | Conform | 1 - Product quality and specific measurement equipment | 17/12/2023 00:00:00 |  |  | Electricité | -900 V / 900 V ; -500 A / 500 A / | tolérance constructeur | [9 empty] | FALSE |  | FrFR |  |  | 17/12/2021 00:00:00 |  | 744
915 | CCAL0636_FrFR | FrFR | CCAL0636 |  | No |  |  | TETAUD Florian | TETAUD Florian |  |  |  | TETAUD Florian | No | [14 empty] | HV BM 1,2 LE | 1013-HEB 1168-SM800A |  |  |  |  | Conform | 1 - Product quality and specific measurement equipment | 17/12/2023 16:07:31 |  |  | Electricité | -900 V / 900 V ; -500 A / 500 A / | tolérance constructeur | [9 empty] | FALSE |  | FrFR |  |  | 17/12/2021 16:07:31 |  | 744
916 | CCAL0637_Alimentation stabilisée | Alimentation stabilisée | CCAL0637 |  | No |  |  | TETAUD Florian | TETAUD Florian |  |  |  | TETAUD Florian | No | [14 empty] | SM52-AR-60 | 10236714 |  |  |  |  | Conform | 1 - Product quality and specific measurement equipment | 11/01/2024 14:04:27 |  |  | Electricité | 0/52V 1500W | +/-1% | [9 empty] | FALSE |  | Alimentation stabilisée |  |  | 11/01/2022 14:04:27 |  | 744
917 | CCAL0638_Alimentation stabilisée | Alimentation stabilisée | CCAL0638 |  | No |  |  | TETAUD Florian | TETAUD Florian |  |  |  | TETAUD Florian | No | [14 empty] | SM52-AR-60 | 10236717 |  |  |  |  | Conform | 1 - Product quality and specific measurement equipment | 11/01/2024 14:24:55 |  |  | Electricité | 0/52V 1500W | +/-1% | [9 empty] | FALSE |  | Alimentation stabilisée |  |  | 11/01/2022 14:24:55 |  | 744
918 | CCAL0639_Alimentation stabilisée | Alimentation stabilisée | CCAL0639 |  | No |  |  | TETAUD Florian | TETAUD Florian |  |  |  | TETAUD Florian | No | [14 empty] | SM52-AR-60 | 10239825 |  |  |  |  | Conform | 1 - Product quality and specific measurement equipment | 11/01/2024 15:07:00 |  |  | Electricité | 0/52V 1500W | +/-1% | [9 empty] | FALSE |  | Alimentation stabilisée |  |  | 11/01/2022 15:07:00 |  | 744
919 | CCAL0640_Alimentation stabilisée | Alimentation stabilisée | CCAL0640 |  | No |  |  | TETAUD Florian | TETAUD Florian |  |  |  | TETAUD Florian | No | [14 empty] | SM52-AR-60 | 10211801 |  |  |  |  | Conform | 1 - Product quality and specific measurement equipment | 11/01/2024 16:34:59 |  |  | Electricité | 0/52V 1500W | +/-1% | [9 empty] | FALSE |  | Alimentation stabilisée |  |  | 11/01/2022 16:34:59 |  | 744
920 | CCAL0641_Alimentation stabilisée | Alimentation stabilisée | CCAL0641 |  | No |  |  | TETAUD Florian | TETAUD Florian |  |  |  | TETAUD Florian | No | [14 empty] | SM52-AR-60 | 10102734 |  |  |  |  | Conform | 1 - Product quality and specific measurement equipment | 12/01/2024 15:03:28 |  |  | Electricité | 0/52V 1500W | +/-1% | [9 empty] | FALSE |  | Alimentation stabilisée |  |  | 12/01/2022 15:03:28 |  | 744
921 | CCAL0642_Alimentation stabilisée | Alimentation stabilisée | CCAL0642 |  | No |  |  | TETAUD Florian | TETAUD Florian |  |  |  | TETAUD Florian | No | [14 empty] | SM52-AR-60 | 10084782 |  |  |  |  | Conform | 1 - Product quality and specific measurement equipment | 13/01/2024 14:15:00 |  |  | Electricité | 0/52V 1500W | +/-1% | [9 empty] | FALSE |  | Alimentation stabilisée |  |  | 13/01/2022 14:15:00 |  | 744
922 | CCAL0643_Alimentation stabilisée | Alimentation stabilisée | CCAL0643 |  | No |  |  | TETAUD Florian | TETAUD Florian |  |  |  | TETAUD Florian | No | [14 empty] | SM52-AR-60 | 10129798 |  |  |  |  | Conform | 1 - Product quality and specific measurement equipment | 13/01/2024 15:01:54 |  |  | Electricité | 0/52V 1500W | +/-1% | [9 empty] | FALSE |  | Alimentation stabilisée |  |  | 13/01/2022 15:01:54 |  | 744
923 | CCAL0644_Alimentation stabilisée | Alimentation stabilisée | CCAL0644 |  | No |  |  | TETAUD Florian | TETAUD Florian |  |  |  | TETAUD Florian | No | [14 empty] | SM52-AR-60 | 10084770 |  |  |  |  | Conform | 1 - Product quality and specific measurement equipment | 13/01/2024 15:26:40 |  |  | Electricité | 0/52V 1500W | +/-1% | [9 empty] | FALSE |  | Alimentation stabilisée |  |  | 13/01/2022 15:26:40 |  | 744
924 | CCAL0645_Alimentation stabilisée | Alimentation stabilisée | CCAL0645 |  | No |  |  | TETAUD Florian | TETAUD Florian |  |  |  | TETAUD Florian | No | [14 empty] | SM52-AR-60 | 10211800 |  |  |  |  | Conform | 1 - Product quality and specific measurement equipment | 13/01/2024 15:37:31 |  |  | Electricité | 0/52V 1500W | +/-1% | [9 empty] | FALSE |  | Alimentation stabilisée |  |  | 13/01/2022 15:37:31 |  | 744
925 | CCAL0646_Alimentation stabilisée | Alimentation stabilisée | CCAL0646 |  | No |  |  | TETAUD Florian | TETAUD Florian |  |  |  | TETAUD Florian | No | [14 empty] | SM52-AR-60 | 10126046 |  |  |  |  | Conform | 1 - Product quality and specific measurement equipment | 13/01/2024 16:15:40 |  |  | Electricité | 0/52V 1500W | +/-1% | [9 empty] | FALSE |  | Alimentation stabilisée |  |  | 13/01/2022 16:15:40 |  | 744
926 | CCAL0647_Thermocouple | Thermocouple | CCAL0647 |  | No |  |  | TETAUD Florian | TETAUD Florian |  |  |  | TETAUD Florian | No | [20 empty] | Conform | 1 - Product quality and specific measurement equipment | 18/01/2024 10:06:54 |  |  | Température | -40/+100 °C | ±2 °C | [9 empty] | FALSE |  | Thermocouple |  |  | 18/01/2022 10:06:54 |  | 744
927 | CCAL0648_Thermocouple | Thermocouple | CCAL0648 |  | No |  |  | TETAUD Florian | TETAUD Florian |  |  |  | TETAUD Florian | No | [20 empty] | Conform | 1 - Product quality and specific measurement equipment | 18/01/2024 10:14:58 |  |  | Température | -40/+100 °C | ±2 °C | [9 empty] | FALSE |  | Thermocouple |  |  | 18/01/2022 10:14:58 |  | 744
928 | CCAL0649_Thermocouple | Thermocouple | CCAL0649 |  | No |  |  | TETAUD Florian | TETAUD Florian |  |  |  | TETAUD Florian | No | [20 empty] | Conform | 1 - Product quality and specific measurement equipment | 18/01/2024 10:16:00 |  |  | Température | -40/+100 °C | ±2 °C | [9 empty] | FALSE |  | Thermocouple |  |  | 18/01/2022 10:16:00 |  | 744
929 | CCAL0650_Thermocouple | Thermocouple | CCAL0650 |  | No |  |  | TETAUD Florian | TETAUD Florian |  |  |  | TETAUD Florian | No | [20 empty] | Conform | 1 - Product quality and specific measurement equipment | 18/01/2024 10:17:37 |  |  | Température | -40/+100 °C | ±2 °C | [9 empty] | FALSE |  | Thermocouple |  |  | 18/01/2022 10:17:37 |  | 744
930 | CCAL0651_Current sensor | Current sensor | CCAL0651 |  | No |  |  | TETAUD Florian | TETAUD Florian |  |  |  | TETAUD Florian | No | [14 empty] | CT6876 | 211201161 |  |  |  |  | Conform | 1 - Product quality and specific measurement equipment | 03/12/2023 00:00:00 |  |  | Electricité | gammes constructeur | tolérance constructeur | [9 empty] | FALSE |  | Current sensor |  |  | 03/12/2021 00:00:00 |  | 744
931 | CCAL0652_Current sensor | Current sensor | CCAL0652 |  | No |  |  | TETAUD Florian | TETAUD Florian |  |  |  | TETAUD Florian | No | [14 empty] | CT6876 | 211201162 |  |  |  |  | Conform | 1 - Product quality and specific measurement equipment | 03/12/2023 00:00:00 |  |  | Electricité | gammes constructeur | tolérance constructeur | [9 empty] | FALSE |  | Current sensor |  |  | 03/12/2021 00:00:00 |  | 744
932 | CCAL0653_Oscilloscope | Oscilloscope | CCAL0653 |  | No |  |  | TETAUD Florian | TETAUD Florian |  |  |  | TETAUD Florian | No | [14 empty] | MS058 | C043965 |  |  |  |  | Conform | 1 - Product quality and specific measurement equipment | 24/12/2023 08:47:46 |  |  | Electricité | gammes constructeur | tolérance constructeur | [9 empty] | FALSE |  | Oscilloscope |  |  | 24/12/2021 08:47:46 |  | 744
933 | CCAL0654_Differential probe | Differential probe | CCAL0654 |  | No |  |  | TETAUD Florian | TETAUD Florian |  |  |  | TETAUD Florian | No | [14 empty] | thdp0200 | C040571 |  |  |  |  | Conform | 1 - Product quality and specific measurement equipment | 15/12/2023 00:00:00 |  |  | Electricité | gammes constructeur | tolérance constructeur | [9 empty] | FALSE |  | Differential probe |  |  | 15/12/2021 00:00:00 |  | 744
934 | CCAL0655_Current probe AC/DC | Current probe AC/DC | CCAL0655 |  | No |  |  | TETAUD Florian | TETAUD Florian |  |  |  | TETAUD Florian | No | [14 empty] | TCP0030A | C023619 |  |  |  |  | Conform | 1 - Product quality and specific measurement equipment | 04/12/2023 00:00:00 |  |  | Electricité | gammes constructeur | tolérance constructeur | [9 empty] | FALSE |  | Current probe AC/DC |  |  | 04/12/2021 00:00:00 |  | 744
935 | CCAL0656_Battery impedance meter | Battery impedance meter | CCAL0656 |  | No |  |  | TETAUD Florian | TETAUD Florian |  |  |  | TETAUD Florian | No | [14 empty] | bt4560 | 211220365 |  |  |  |  | Conform | 1 - Product quality and specific measurement equipment | 22/12/2023 00:00:00 |  |  | Electricité | gammes constructeur | tolérance constructeur | [9 empty] | FALSE |  | Battery impedance meter |  |  | 22/12/2021 00:00:00 |  | 744
936 | CCAL0657_Clé dynamométrique à lecture directe | Clé dynamométrique à lecture directe | CCAL0657 |  | No |  |  | TETAUD Florian | TETAUD Florian |  |  |  | TETAUD Florian | No | [14 empty] | z854j | 79107995552 |  |  |  |  | Conform | 1 - Product quality and specific measurement equipment | 08/12/2023 15:21:47 |  |  | Couple | 8/50 Nm | +/- 4% | [9 empty] | FALSE |  | Clé dynamométrique à lecture directe |  |  | 08/12/2021 15:21:47 |  | 744
937 | CCAL0658_Clé dynamométrique à lecture directe | Clé dynamométrique à lecture directe | CCAL0658 |  | No |  |  | TETAUD Florian | TETAUD Florian |  |  |  | TETAUD Florian | No | [14 empty] | 5481 | 454926 |  |  |  |  | Conform | 1 - Product quality and specific measurement equipment | 18/09/2023 00:00:00 |  |  | Couple | 5/25 Nm | +/- 6% | [9 empty] | FALSE |  | Clé dynamométrique à lecture directe |  |  | 18/09/2021 00:00:00 |  | 744
938 | CCAL0659_Sonde OSCILLOSCOPE | Sonde OSCILLOSCOPE | CCAL0659 |  | No |  |  | TETAUD Florian | TETAUD Florian |  |  |  | TETAUD Florian | No | [14 empty] | TLP058 | - |  |  |  |  | No calibration status | 3 - Not affecting quality equipment |  |  |  | Electricité |  | / | [9 empty] | FALSE |  | Sonde OSCILLOSCOPE
939 | CCAL0660_Clé dynamométrique à lecture directe | Clé dynamométrique à lecture directe | CCAL0660 |  | No |  |  | TETAUD Florian | TETAUD Florian |  |  |  | TETAUD Florian | No | [15 empty] | 79108016577 |  |  |  |  | Conform | 1 - Product quality and specific measurement equipment | 07/04/2024 10:39:25 |  |  | Couple | 12/60 Nm | +/- 4% | [9 empty] | FALSE |  | Clé dynamométrique à lecture directe |  |  | 07/04/2022 10:39:25 |  | 744
940 | CCAL0661_Multimeter | Multimeter | CCAL0661 |  | No |  |  | TETAUD Florian | TETAUD Florian |  |  |  | TETAUD Florian | No | [14 empty] | mx-701 | 99319631 |  |  |  |  | No calibration status | 3 - Not affecting quality equipment |  |  |  | Electricité |  | / | [9 empty] | FALSE |  | Multimeter
941 | CCAL0662_Resitance | Resitance | CCAL0662 |  | No |  |  | TETAUD Florian | TETAUD Florian |  |  |  | TETAUD Florian | No | [20 empty] | No calibration status | 3 - Not affecting quality equipment |  |  |  | Electricité |  | / | [9 empty] | FALSE |  | Resitance
942 | CCAL0663_Resitance | Resitance | CCAL0663 |  | No |  |  | TETAUD Florian | TETAUD Florian |  |  |  | TETAUD Florian | No | [20 empty] | No calibration status | 3 - Not affecting quality equipment |  |  |  | Electricité |  | / | [9 empty] | FALSE |  | Resitance
943 | CCAL0664_Débitmètre | Débitmètre | CCAL0664 |  | No |  |  | TETAUD Florian | TETAUD Florian |  |  |  | TETAUD Florian | No | [20 empty] | No calibration status | 3 - Not affecting quality equipment |  |  |  | Débit |  | / | [9 empty] | FALSE |  | Débitmètre
944 | CCAL0665_Débitmètre | Débitmètre | CCAL0665 |  | No |  |  | TETAUD Florian | TETAUD Florian |  |  |  | TETAUD Florian | No | [20 empty] | No calibration status | 3 - Not affecting quality equipment |  |  |  | Débit |  | / | [9 empty] | FALSE |  | Débitmètre
945 | CCAL0666_LIN AA sensor application board | LIN AA sensor application board | CCAL0666 |  | No |  |  | TETAUD Florian | TETAUD Florian |  |  |  | TETAUD Florian | No | [14 empty] | K52437-002 | [5 empty] | No calibration status | 3 - Not affecting quality equipment |  |  |  | / |  | / | [9 empty] | FALSE |  | LIN AA sensor application board
946 | CCAL0667_LIN AA sensor application board | LIN AA sensor application board | CCAL0667 |  | No |  |  | TETAUD Florian | TETAUD Florian |  |  |  | TETAUD Florian | No | [14 empty] | K52437-002 | [5 empty] | No calibration status | 3 - Not affecting quality equipment |  |  |  | / |  | / | [9 empty] | FALSE |  | LIN AA sensor application board
947 | CCAL0668_LIN AA sensor application board | LIN AA sensor application board | CCAL0668 |  | No |  |  | TETAUD Florian | TETAUD Florian |  |  |  | TETAUD Florian | No | [14 empty] | K52437-002 | [5 empty] | No calibration status | 3 - Not affecting quality equipment |  |  |  | / |  | / | [9 empty] | FALSE |  | LIN AA sensor application board
948 | CCAL0669_Ultrasonic sensor application board | Ultrasonic sensor application board | CCAL0669 |  | No |  |  | TETAUD Florian | TETAUD Florian |  |  |  | TETAUD Florian | No | [14 empty] | K52417-0003 | [5 empty] | No calibration status | 3 - Not affecting quality equipment |  |  |  | / |  | / | [9 empty] | FALSE |  | Ultrasonic sensor application board
949 | CCAL0670_Ultrasonic sensor application board | Ultrasonic sensor application board | CCAL0670 |  | No |  |  | TETAUD Florian | TETAUD Florian |  |  |  | TETAUD Florian | No | [14 empty] | K52417-0003 | [5 empty] | No calibration status | 3 - Not affecting quality equipment |  |  |  | / |  | / | [9 empty] | FALSE |  | Ultrasonic sensor application board
950 | CCAL0671_Ultrasonic sensor application board | Ultrasonic sensor application board | CCAL0671 |  | No |  |  | TETAUD Florian | TETAUD Florian |  |  |  | TETAUD Florian | No | [14 empty] | K52417-0003 | [5 empty] | No calibration status | 3 - Not affecting quality equipment |  |  |  | / |  | / | [9 empty] | FALSE |  | Ultrasonic sensor application board
951 | CCAL0672_EVAL BOARDS | EVAL BOARDS | CCAL0672 |  | No |  |  | TETAUD Florian | TETAUD Florian |  |  |  | TETAUD Florian | No | [14 empty] | E524.17 | [5 empty] | No calibration status | 3 - Not affecting quality equipment |  |  |  | / |  | / | [9 empty] | FALSE |  | EVAL BOARDS
952 | CCAL0673_EVAL BOARDS | EVAL BOARDS | CCAL0673 |  | No |  |  | TETAUD Florian | TETAUD Florian |  |  |  | TETAUD Florian | No | [14 empty] | E524.17 | [5 empty] | No calibration status | 3 - Not affecting quality equipment |  |  |  | / |  | / | [9 empty] | FALSE |  | EVAL BOARDS
953 | CCAL0674_muxlab | muxlab | CCAL0674 |  | No |  |  | TETAUD Florian | TETAUD Florian |  |  |  | TETAUD Florian | No | [15 empty] | P002866-049 |  |  |  |  | No calibration status | 3 - Not affecting quality equipment |  |  |  | / |  | / | [9 empty] | FALSE |  | muxlab
954 | CCAL0675_Ultrasonic sensor board | Ultrasonic sensor board | CCAL0675 |  | No |  |  | TETAUD Florian | TETAUD Florian |  |  |  | TETAUD Florian | No | [20 empty] | No calibration status | 3 - Not affecting quality equipment |  |  |  | / |  | / | [9 empty] | FALSE |  | Ultrasonic sensor board
955 | CCAL0676_Ultrasonic sensor board | Ultrasonic sensor board | CCAL0676 |  | No |  |  | TETAUD Florian | TETAUD Florian |  |  |  | TETAUD Florian | No | [20 empty] | No calibration status | 3 - Not affecting quality equipment |  |  |  | / |  | / | [9 empty] | FALSE |  | Ultrasonic sensor board
956 | CCAL0677_Ultrasonic sensor board | Ultrasonic sensor board | CCAL0677 |  | No |  |  | TETAUD Florian | TETAUD Florian |  |  |  | TETAUD Florian | No | [20 empty] | No calibration status | 3 - Not affecting quality equipment |  |  |  | / |  | / | [9 empty] | FALSE |  | Ultrasonic sensor board
957 | CCAL0678_Ultrasonic sensor board | Ultrasonic sensor board | CCAL0678 |  | No |  |  | TETAUD Florian | TETAUD Florian |  |  |  | TETAUD Florian | No | [20 empty] | No calibration status | 3 - Not affecting quality equipment |  |  |  | / |  | / | [9 empty] | FALSE |  | Ultrasonic sensor board
958 | CCAL0679_Ultrasonic sensor board | Ultrasonic sensor board | CCAL0679 |  | No |  |  | TETAUD Florian | TETAUD Florian |  |  |  | TETAUD Florian | No | [20 empty] | No calibration status | 3 - Not affecting quality equipment |  |  |  | / |  | / | [9 empty] | FALSE |  | Ultrasonic sensor board
959 | CCAL0680_Ultrasonic sensor board | Ultrasonic sensor board | CCAL0680 |  | No |  |  | TETAUD Florian | TETAUD Florian |  |  |  | TETAUD Florian | No | [20 empty] | No calibration status | 3 - Not affecting quality equipment |  |  |  | / |  | / | [9 empty] | FALSE |  | Ultrasonic sensor board
960 | CCAL0681_Ultrasonic sensor board | Ultrasonic sensor board | CCAL0681 |  | No |  |  | TETAUD Florian | TETAUD Florian |  |  |  | TETAUD Florian | No | [20 empty] | No calibration status | 3 - Not affecting quality equipment |  |  |  | / |  | / | [9 empty] | FALSE |  | Ultrasonic sensor board
961 | CCAL0682_master board | master board | CCAL0682 |  | No |  |  | TETAUD Florian | TETAUD Florian |  |  |  | TETAUD Florian | No | [14 empty] | K5240x-0001 | [5 empty] | No calibration status | 3 - Not affecting quality equipment |  |  |  | / |  | / | [9 empty] | FALSE |  | master board
962 | CCAL0683_master board | master board | CCAL0683 |  | No |  |  | TETAUD Florian | TETAUD Florian |  |  |  | TETAUD Florian | No | [14 empty] | K5240x-0001 | [5 empty] | No calibration status | 3 - Not affecting quality equipment |  |  |  | / |  | / | [9 empty] | FALSE |  | master board
963 | CCAL0684_HCM480801 | HCM480801 | CCAL0684 |  | No |  |  | TETAUD Florian | TETAUD Florian |  |  |  | TETAUD Florian | No | [14 empty] | HCM480801 | 54521333 |  |  |  |  | No calibration status | 3 - Not affecting quality equipment |  |  |  | / |  | / | [9 empty] | FALSE |  | HCM480801
964 | CCAL0685_HCM480801 | HCM480801 | CCAL0685 |  | No |  |  | TETAUD Florian | TETAUD Florian |  |  |  | TETAUD Florian | No | [14 empty] | HCM480801 | 54521330 |  |  |  |  | No calibration status | 3 - Not affecting quality equipment |  |  |  | / |  | / | [9 empty] | FALSE |  | HCM480801
965 | CCAL0686_HCM480801 | HCM480801 | CCAL0686 |  | No |  |  | TETAUD Florian | TETAUD Florian |  |  |  | TETAUD Florian | No | [14 empty] | HCM480801 | 52493427 |  |  |  |  | No calibration status | 3 - Not affecting quality equipment |  |  |  | / |  | / | [9 empty] | FALSE |  | HCM480801
966 | CCAL0687_HCM480801 | HCM480801 | CCAL0687 |  | No |  |  | TETAUD Florian | TETAUD Florian |  |  |  | TETAUD Florian | No | [14 empty] | HCM480801 | 54521308 |  |  |  |  | No calibration status | 3 - Not affecting quality equipment |  |  |  | / |  | / | [9 empty] | FALSE |  | HCM480801
967 | CCAL0688_HCM480801 | HCM480801 | CCAL0688 |  | No |  |  | TETAUD Florian | TETAUD Florian |  |  |  | TETAUD Florian | No | [14 empty] | HCM480801 | 18335646 |  |  |  |  | No calibration status | 3 - Not affecting quality equipment |  |  |  | / |  | / | [9 empty] | FALSE |  | HCM480801
968 | CCAL0689_HCM480801 | HCM480801 | CCAL0689 |  | No |  |  | TETAUD Florian | TETAUD Florian |  |  |  | TETAUD Florian | No | [14 empty] | HCM480801 | WK000AQ1 |  |  |  |  | No calibration status | 3 - Not affecting quality equipment |  |  |  | / |  | / | [9 empty] | FALSE |  | HCM480801
969 | CCAL0690_HCM480801 | HCM480801 | CCAL0690 |  | No |  |  | TETAUD Florian | TETAUD Florian |  |  |  | TETAUD Florian | No | [14 empty] | HCM480801 | 79187343 |  |  |  |  | No calibration status | 3 - Not affecting quality equipment |  |  |  | / |  | / | [9 empty] | FALSE |  | HCM480801
970 | CCAL0691_HCM480801 | HCM480801 | CCAL0691 |  | No |  |  | TETAUD Florian | TETAUD Florian |  |  |  | TETAUD Florian | No | [14 empty] | HCM480801 | 78335651 |  |  |  |  | No calibration status | 3 - Not affecting quality equipment |  |  |  | / |  | / | [9 empty] | FALSE |  | HCM480801
971 | CCAL0692_VP9DVU-12A650-FB | VP9DVU-12A650-FB | CCAL0692 |  | No |  |  | TETAUD Florian | TETAUD Florian |  |  |  | TETAUD Florian | No | [14 empty] | VP9DVU-12A650-FB | FB4P50A0M4WK |  |  |  |  | No calibration status | 3 - Not affecting quality equipment |  |  |  | / |  | / | [9 empty] | FALSE |  | VP9DVU-12A650-FB
972 | CCAL0693_VP9DVU-12A650-FB | VP9DVU-12A650-FB | CCAL0693 |  | No |  |  | TETAUD Florian | TETAUD Florian |  |  |  | TETAUD Florian | No | [14 empty] | VP9DVU-12A650-FB | FB4P50A0A436 |  |  |  |  | No calibration status | 3 - Not affecting quality equipment |  |  |  | / |  | / | [9 empty] | FALSE |  | VP9DVU-12A650-FB
973 | CCAL0694_VP9DVU-12A650-FB | VP9DVU-12A650-FB | CCAL0694 |  | No |  |  | TETAUD Florian | TETAUD Florian |  |  |  | TETAUD Florian | No | [14 empty] | VP9DVU-12A650-FB | FB4P50A0M51G |  |  |  |  | No calibration status | 3 - Not affecting quality equipment |  |  |  | / |  | / | [9 empty] | FALSE |  | VP9DVU-12A650-FB
974 | CCAL0695_VP9DVU-12A650-FB | VP9DVU-12A650-FB | CCAL0695 |  | No |  |  | TETAUD Florian | TETAUD Florian |  |  |  | TETAUD Florian | No | [14 empty] | VP9DVU-12A650-FB | FB4P50A0M4WW |  |  |  |  | No calibration status | 3 - Not affecting quality equipment |  |  |  | / |  | / | [9 empty] | FALSE |  | VP9DVU-12A650-FB
975 | CCAL0696_VP9DVU-12A650-FB | VP9DVU-12A650-FB | CCAL0696 |  | No |  |  | TETAUD Florian | TETAUD Florian |  |  |  | TETAUD Florian | No | [14 empty] | VP9DVU-12A650-FB | FB4P50A0M4ZA |  |  |  |  | No calibration status | 3 - Not affecting quality equipment |  |  |  | / |  | / | [9 empty] | FALSE |  | VP9DVU-12A650-FB
976 | CCAL0697_VP9DVU-12A650-FB | VP9DVU-12A650-FB | CCAL0697 |  | No |  |  | TETAUD Florian | TETAUD Florian |  |  |  | TETAUD Florian | No | [14 empty] | VP9DVU-12A650-FB | GB6P51A09QU8 |  |  |  |  | No calibration status | 3 - Not affecting quality equipment |  |  |  | / |  | / | [9 empty] | FALSE |  | VP9DVU-12A650-FB
977 | CCAL0698_VP9DVU-12A650-FB | VP9DVU-12A650-FB | CCAL0698 |  | No |  |  | TETAUD Florian | TETAUD Florian |  |  |  | TETAUD Florian | No | [14 empty] | VP9DVU-12A650-FB | FB4P50A449 |  |  |  |  | No calibration status | 3 - Not affecting quality equipment |  |  |  | / |  | / | [9 empty] | FALSE |  | VP9DVU-12A650-FB
978 | CCAL0699_VP9DVU-12A650-FB | VP9DVU-12A650-FB | CCAL0699 |  | No |  |  | TETAUD Florian | TETAUD Florian |  |  |  | TETAUD Florian | No | [14 empty] | VP9DVU-12A650-FB | FB4P0A0A45G |  |  |  |  | No calibration status | 3 - Not affecting quality equipment |  |  |  | / |  | / | [9 empty] | FALSE |  | VP9DVU-12A650-FB
979 | CCAL0700_VP9DVU-12A650-FB | VP9DVU-12A650-FB | CCAL0700 |  | No |  |  | TETAUD Florian | TETAUD Florian |  |  |  | TETAUD Florian | No | [14 empty] | VP9DVU-12A650-FB | FB4P50A0A5KB |  |  |  |  | No calibration status | 3 - Not affecting quality equipment |  |  |  | / |  | / | [9 empty] | FALSE |  | VP9DVU-12A650-FB
980 | CCAL0701_VP9DVU-12A650-FB | VP9DVU-12A650-FB | CCAL0701 |  | No |  |  | TETAUD Florian | TETAUD Florian |  |  |  | TETAUD Florian | No | [14 empty] | VP9DVU-12A650-FB | FB4P50A0AA50 |  |  |  |  | No calibration status | 3 - Not affecting quality equipment |  |  |  | / |  | / | [9 empty] | FALSE |  | VP9DVU-12A650-FB
981 | CCAL0702_VP9DVU-12A650-FB | VP9DVU-12A650-FB | CCAL0702 |  | No |  |  | TETAUD Florian | TETAUD Florian |  |  |  | TETAUD Florian | No | [14 empty] | VP9DVU-12A650-FB | GB6P51A0GOSO |  |  |  |  | No calibration status | 3 - Not affecting quality equipment |  |  |  | / |  | / | [9 empty] | FALSE |  | VP9DVU-12A650-FB
982 | CCAL0703_VP9DVU-12A650-FB | VP9DVU-12A650-FB | CCAL0703 |  | No |  |  | TETAUD Florian | TETAUD Florian |  |  |  | TETAUD Florian | No | [14 empty] | VP9DVU-12A650-FB | JB3P54A0AAN3 |  |  |  |  | No calibration status | 3 - Not affecting quality equipment |  |  |  | / |  | / | [9 empty] | FALSE |  | VP9DVU-12A650-FB
983 | CCAL0704_VP9DVU-12A650-FB | VP9DVU-12A650-FB | CCAL0704 |  | No |  |  | TETAUD Florian | TETAUD Florian |  |  |  | TETAUD Florian | No | [14 empty] | VP9DVU-12A650-FB | FB4P50A09ODC |  |  |  |  | No calibration status | 3 - Not affecting quality equipment |  |  |  | / |  | / | [9 empty] | FALSE |  | VP9DVU-12A650-FB
984 | CCAL0705_Alimentation stabilisée | Alimentation stabilisée | CCAL0705 |  | No |  |  | TETAUD Florian | TETAUD Florian |  |  |  | TETAUD Florian | No | [14 empty] | N7951A | / |  |  |  |  | Conform | 1 - Product quality and specific measurement equipment | 23/06/2024 09:28:10 |  |  | Electricité | 0/20 V | ±2 % | [9 empty] | FALSE |  | Alimentation stabilisée |  |  | 23/06/2022 09:28:10 |  | 744
985 | CCAL0706_Alimentation stabilisée | Alimentation stabilisée | CCAL0706 |  | No |  |  | TETAUD Florian | TETAUD Florian |  |  |  | TETAUD Florian | No | [14 empty] | N6700C | [5 empty] | Conform | 1 - Product quality and specific measurement equipment | 24/06/2024 14:27:05 |  |  | Electricité | 0/60 V | ±2 % | [9 empty] | FALSE |  | Alimentation stabilisée |  |  | 24/06/2022 14:27:05 |  | 744
986 | CCAL0706-01_Alimentation stabilisée | Alimentation stabilisée | CCAL0706-01 |  | No |  |  | TETAUD Florian | TETAUD Florian |  |  |  | TETAUD Florian | No | [14 empty] | N6700C | [5 empty] | Conform | 1 - Product quality and specific measurement equipment | 24/06/2024 14:38:28 |  |  | Electricité | 0/60 V | ±2 % | [9 empty] | FALSE |  | Alimentation stabilisée |  |  | 24/06/2022 14:38:28 |  | 744
987 | CCAL0706-02_Alimentation stabilisée | Alimentation stabilisée | CCAL0706-02 |  | No |  |  | TETAUD Florian | TETAUD Florian |  |  |  | TETAUD Florian | No | [14 empty] | N6700C | [5 empty] | Conform | 1 - Product quality and specific measurement equipment | 24/06/2024 14:43:21 |  |  | Electricité | 0/60 V | ±2 % | [9 empty] | FALSE |  | Alimentation stabilisée |  |  | 24/06/2022 14:43:21 |  | 744
988 | CCAL0706-03_Alimentation stabilisée | Alimentation stabilisée | CCAL0706-03 |  | No |  |  | TETAUD Florian | TETAUD Florian |  |  |  | TETAUD Florian | No | [14 empty] | N6700C | [5 empty] | Conform | 1 - Product quality and specific measurement equipment | 24/06/2024 14:47:21 |  |  | Electricité | 0/60 V | ±2 % | [9 empty] | FALSE |  | Alimentation stabilisée |  |  | 24/06/2022 14:47:21 |  | 744
989 | CCAL0706-04_Alimentation stabilisée | Alimentation stabilisée | CCAL0706-04 |  | No |  |  | TETAUD Florian | TETAUD Florian |  |  |  | TETAUD Florian | No | [14 empty] | N6700C | [5 empty] | Conform | 1 - Product quality and specific measurement equipment | 24/06/2024 14:54:29 |  |  | Electricité | 0/60 V | ±2 % | [9 empty] | FALSE |  | Alimentation stabilisée |  |  | 24/06/2022 14:54:29 |  | 744
990 | CCAL0706-05_Alimentation stabilisée | Alimentation stabilisée | CCAL0706-05 |  | No |  |  | TETAUD Florian | TETAUD Florian |  |  |  | TETAUD Florian | No | [14 empty] | N6700C | [5 empty] | Conform | 1 - Product quality and specific measurement equipment | 24/06/2024 15:00:01 |  |  | Electricité | 0/60 V | ±2 % | [9 empty] | FALSE |  | Alimentation stabilisée |  |  | 24/06/2022 15:00:01 |  | 744
991 | CCAL0706-06_Alimentation stabilisée | Alimentation stabilisée | CCAL0706-06 |  | No |  |  | TETAUD Florian | TETAUD Florian |  |  |  | TETAUD Florian | No | [14 empty] | N6700C | [5 empty] | Conform | 1 - Product quality and specific measurement equipment | 24/06/2024 15:05:33 |  |  | Electricité | 0/60 V | ±2 % | [9 empty] | FALSE |  | Alimentation stabilisée |  |  | 24/06/2022 15:05:33 |  | 744
992 | CCAL0706-07_Alimentation stabilisée | Alimentation stabilisée | CCAL0706-07 |  | No |  |  | TETAUD Florian | TETAUD Florian |  |  |  | TETAUD Florian | No | [14 empty] | N6700C | [5 empty] | Conform | 1 - Product quality and specific measurement equipment | 24/06/2024 00:00:00 |  |  | Electricité | 0/60 V | ±2 % | [9 empty] | FALSE |  | Alimentation stabilisée |  |  | 24/06/2022 00:00:00 |  | 744
993 | CCAL0707_Bain thermostatique | Bain thermostatique | CCAL0707 |  | No |  |  | TETAUD Florian | TETAUD Florian |  |  |  | TETAUD Florian | No | [14 empty] | F25 | [5 empty] | No calibration status | 3 - Not affecting quality equipment |  |  |  | Température | 23/80°C | +/- 1°C | [9 empty] | FALSE |  | Bain thermostatique
994 | CCAL0708_Charge électrique | Charge électrique | CCAL0708 |  | No |  |  | TETAUD Florian | TETAUD Florian |  |  |  | TETAUD Florian | No | [20 empty] | No calibration status | 3 - Not affecting quality equipment |  |  |  | Electricité |  | approch device | [9 empty] | FALSE |  | Charge électrique
995 | CCAL0709_Charge électrique | Charge électrique | CCAL0709 |  | No |  |  | TETAUD Florian | TETAUD Florian |  |  |  | TETAUD Florian | No | [20 empty] | No calibration status | 3 - Not affecting quality equipment |  |  |  | Electricité |  | approch device | [9 empty] | FALSE |  | Charge électrique
996 | CCAL0710_Charge électrique | Charge électrique | CCAL0710 |  | No |  |  | TETAUD Florian | TETAUD Florian |  |  |  | TETAUD Florian | No | [20 empty] | No calibration status | 3 - Not affecting quality equipment |  |  |  | Electricité |  | approch device | [9 empty] | FALSE |  | Charge électrique
997 | CCAL0711_Oscilloscope | Oscilloscope | CCAL0711 |  | No |  |  | TETAUD Florian | TETAUD Florian |  |  |  | TETAUD Florian | No | [14 empty] | DLM2054 | 91SC25587 |  |  |  |  | Conform | 1 - Product quality and specific measurement equipment | 21/07/2024 00:00:00 |  |  | Electricité | According Manufacturer SpecTo be defined | According Manufacturer SpecTo be defined | [9 empty] | FALSE |  | Oscilloscope |  |  | 21/07/2022 00:00:00 |  | 744
998 | CCAL0712_Multimeter | Multimeter | CCAL0712 |  | No |  |  | TETAUD Florian | TETAUD Florian |  |  |  | TETAUD Florian | No | [15 empty] | 46480045 |  |  |  |  | Conform | 1 - Product quality and specific measurement equipment | 05/09/2024 09:07:12 |  |  | Electricité | According Manufacturer SpecTo be defined | According Manufacturer SpecTo be defined | [9 empty] | FALSE |  | Multimeter |  |  | 05/09/2022 09:07:12 |  | 744
999 | CCAL0713_Charge électrique | Charge électrique | CCAL0713 |  | No |  |  | TETAUD Florian | TETAUD Florian |  |  |  | TETAUD Florian | No | [14 empty] | LD400P | 534121 | [5 empty] | 1 - Product quality and specific measurement equipment |  |  |  | Electricité | According Manufacturer SpecTo be defined | According Manufacturer SpecTo be defined | [9 empty] | FALSE |  | Charge électrique
1000 | CCAL0714_Micro-ohmmeter | Micro-ohmmeter | CCAL0714 |  | No |  |  | TETAUD Florian | TETAUD Florian |  |  |  | TETAUD Florian | No | [14 empty] | BS407 | 358520 | [5 empty] | 1 - Product quality and specific measurement equipment |  |  |  | Electricité | According Manufacturer SpecTo be defined | According Manufacturer SpecTo be defined | [9 empty] | FALSE |  | Micro-ohmmeter
1001 | CCAL0715_Multimeter | Multimeter | CCAL0715 |  | No |  |  | TETAUD Florian | TETAUD Florian |  |  |  | TETAUD Florian | No | [15 empty] | MY45001493 |  |  |  |  | Conform | 1 - Product quality and specific measurement equipment | 25/07/2023 14:39:46 |  |  | Electricité | According Manufacturer SpecTo be defined | According Manufacturer SpecTo be defined | [9 empty] | FALSE |  | Multimeter |  |  | 25/07/2022 14:39:46 |  | 372
1002 | CCAL0716_Générateur de fonction | Générateur de fonction | CCAL0716 |  | No |  |  | TETAUD Florian | TETAUD Florian |  |  |  | TETAUD Florian | No | [14 empty] | TG2512A | 532384 |  |  |  |  | Conform | 1 - Product quality and specific measurement equipment | 01/08/2023 00:00:00 |  |  | Electricité | According Manufacturer SpecTo be defined | According Manufacturer SpecTo be defined | [9 empty] | FALSE |  | Générateur de fonction |  |  | 01/08/2022 00:00:00 |  | 372
1003 | CCAL0717_analyseurs d'impédance | analyseurs d'impédance | CCAL0717 |  | No |  |  | TETAUD Florian | TETAUD Florian |  |  |  | TETAUD Florian | No | [14 empty] | 4263B | / | [5 empty] | 1 - Product quality and specific measurement equipment |  |  |  | Electricité | According Manufacturer SpecTo be defined | According Manufacturer SpecTo be defined | [9 empty] | FALSE |  | analyseurs d'impédance
1004 | CCAL0718_Pince ampèremétrique | Pince ampèremétrique | CCAL0718 |  | No |  |  | TETAUD Florian | TETAUD Florian |  |  |  | TETAUD Florian | No | [14 empty] | TA167 | P22042557475 |  |  |  |  | No calibration status | 3 - Not affecting quality equipment |  |  |  | Electricité | According Manufacturer SpecTo be defined | According Manufacturer SpecTo be defined | [9 empty] | FALSE |  | Pince ampèremétrique
1005 | CCAL0719_Oscilloscope | Oscilloscope | CCAL0719 |  | No |  |  | TETAUD Florian | TETAUD Florian |  |  |  | TETAUD Florian | No | [14 empty] | DLM2024 | 91k7736578 |  |  |  |  | Conform | 1 - Product quality and specific measurement equipment | 18/08/2024 00:00:00 |  |  | Electricité | According Manufacturer SpecTo be defined | According Manufacturer SpecTo be defined | [9 empty] | FALSE |  | Oscilloscope |  |  | 18/08/2022 00:00:00 |  | 744
1006 | CCAL0720_Alimentation stabilisée | Alimentation stabilisée | CCAL0720 |  | No |  |  | TETAUD Florian | TETAUD Florian |  |  |  | TETAUD Florian | No | [14 empty] | ES 030-5 | 10247916 |  |  |  |  | Conform | 1 - Product quality and specific measurement equipment | 27/07/2024 14:57:44 |  |  | Electricité | 0/30V 0/5A | +/-1% | [9 empty] | FALSE |  | Alimentation stabilisée |  |  | 27/07/2022 14:57:44 |  | 744
1007 | CCAL0721_Alimentation stabilisée | Alimentation stabilisée | CCAL0721 |  | No |  |  | TETAUD Florian | TETAUD Florian |  |  |  | TETAUD Florian | No | [20 empty] | No calibration status | 3 - Not affecting quality equipment |  |  |  | Electricité | According Manufacturer SpecTo be defined | According Manufacturer SpecTo be defined | [9 empty] | FALSE |  | Alimentation stabilisée
1008 | CCAL0722_anemometer | anemometer | CCAL0722 |  | No |  |  | TETAUD Florian | TETAUD Florian |  |  |  | TETAUD Florian | No | [14 empty] | ta 400 | 181111821 |  |  |  |  | No calibration status | 3 - Not affecting quality equipment |  |  |  | Electricité | According Manufacturer SpecTo be defined | According Manufacturer SpecTo be defined | [9 empty] | FALSE |  | anemometer
1009 | CCAL0723_Clé dynamométrique à lecture directe | Clé dynamométrique à lecture directe | CCAL0723 |  | No |  |  | TETAUD Florian | TETAUD Florian |  |  |  | TETAUD Florian | No | [14 empty] | SI896F | / |  |  |  |  | Conform | 1 - Product quality and specific measurement equipment | 06/09/2023 00:00:00 |  |  | Couple | 0,5/2 Nm | +/- 6% | [9 empty] | FALSE |  | Clé dynamométrique à lecture directe |  |  | 06/09/2021 00:00:00 |  | 744
1010 | CCAL0724_Clé dynamométrique à lecture directe | Clé dynamométrique à lecture directe | CCAL0724 |  | No |  |  | TETAUD Florian | TETAUD Florian |  |  |  | TETAUD Florian | No | [14 empty] | HDM TB2 | / |  |  |  |  | Conform | 1 - Product quality and specific measurement equipment | 07/02/2024 00:00:00 |  |  | Couple | 2/10 Nm | +/- 6% | [9 empty] | FALSE |  | Clé dynamométrique à lecture directe |  |  | 07/02/2022 00:00:00 |  | 744
1011 | CCAL0725_NI 9474 | NI 9474 | CCAL0725 |  | No |  |  | TETAUD Florian | TETAUD Florian |  |  |  | TETAUD Florian | No | [14 empty] | NI 9474 | 175DAFB |  |  |  |  | No calibration status | 3 - Not affecting quality equipment |  |  |  | Electricité | compact DAQ NI9474 | tolérance constructeur | [9 empty] | FALSE |  | NI 9474
1012 | CCAL0726_Tremperature reader | Tremperature reader | CCAL0726 |  | No |  |  | TETAUD Florian | TETAUD Florian |  |  |  | TETAUD Florian | No | [14 empty] | PCAN-MICROMOD | IPEH-00220100767 |  |  |  |  | No calibration status | 3 - Not affecting quality equipment |  |  |  | Electricité | According Manufacturer SpecTo be defined | According Manufacturer SpecTo be defined | [9 empty] | FALSE |  | Tremperature reader
1013 | CCAL0727_Tremperature reader | Tremperature reader | CCAL0727 |  | No |  |  | TETAUD Florian | TETAUD Florian |  |  |  | TETAUD Florian | No | [14 empty] | PCAN-MICROMOD | IPEH-0022071439 |  |  |  |  | No calibration status | 3 - Not affecting quality equipment |  |  |  | Electricité | According Manufacturer SpecTo be defined | According Manufacturer SpecTo be defined | [9 empty] | FALSE |  | Tremperature reader
1014 | CCAL0728_Tremperature reader | Tremperature reader | CCAL0728 |  | No |  |  | TETAUD Florian | TETAUD Florian |  |  |  | TETAUD Florian | No | [14 empty] | PCAN-MICROMOD | IPEH-00220100768 |  |  |  |  | No calibration status | 3 - Not affecting quality equipment |  |  |  | Electricité | According Manufacturer SpecTo be defined | According Manufacturer SpecTo be defined | [9 empty] | FALSE |  | Tremperature reader
1015 | CCAL0729_Tremperature reader | Tremperature reader | CCAL0729 |  | No |  |  | TETAUD Florian | TETAUD Florian |  |  |  | TETAUD Florian | No | [14 empty] | PCAN-MICROMOD | IPEH-00220701435 |  |  |  |  | No calibration status | 3 - Not affecting quality equipment |  |  |  | Electricité | According Manufacturer SpecTo be defined | According Manufacturer SpecTo be defined | [9 empty] | FALSE |  | Tremperature reader
1016 | CCAL0730_Tremperature reader | Tremperature reader | CCAL0730 |  | No |  |  | TETAUD Florian | TETAUD Florian |  |  |  | TETAUD Florian | No | [14 empty] | PCAN-MICROMOD | IPEH-00220701427 |  |  |  |  | No calibration status | 3 - Not affecting quality equipment |  |  |  | Electricité | According Manufacturer SpecTo be defined | According Manufacturer SpecTo be defined | [9 empty] | FALSE |  | Tremperature reader
1017 | CCAL0731_Tremperature reader | Tremperature reader | CCAL0731 |  | No |  |  | TETAUD Florian | TETAUD Florian |  |  |  | TETAUD Florian | No | [14 empty] | PCAN-MICROMOD | IPEH-00220100714 |  |  |  |  | No calibration status | 3 - Not affecting quality equipment |  |  |  | Electricité | According Manufacturer SpecTo be defined | According Manufacturer SpecTo be defined | [9 empty] | FALSE |  | Tremperature reader
1018 | CCOM0001_Pressure sensor | Pressure sensor | CCOM0001 |  | No |  |  | L.SALAUN | L.SALAUN | LABORATOIRE DEVELOPPEMENT / EPE / COM-003 (Banc perte de charge) |  |  | L.SALAUN | No | [20 empty] | Conform | 1 - Product quality and specific measurement equipment | 05/09/2024 15:29:12 |  |  | Pression | -100/+400 mbar | ±0,5 mbar | [9 empty] | FALSE |  | Pressure sensor |  |  | 05/09/2022 15:29:12 |  | 744
1019 | CCOM0002_Gas flowmeter | Gas flowmeter | CCOM0002 |  | No |  |  | L.SALAUN | L.SALAUN | LABORATOIRE DEVELOPPEMENT / EPE / COM-003 (Banc perte de charge) |  |  | L.SALAUN | No | [15 empty] | T80870/006 |  |  |  |  | Conform | 1 - Product quality and specific measurement equipment | 05/09/2024 14:45:36 |  |  | Débit | 0/200 L/h | ±3 %RV | [9 empty] | FALSE |  | Gas flowmeter |  |  | 05/09/2022 14:45:36 |  | 744
1020 | CCOM0003_Gas flowmeter | Gas flowmeter | CCOM0003 |  | No |  |  | L.SALAUN | L.SALAUN | LABORATOIRE DEVELOPPEMENT / EPE / COM-003 (Banc perte de charge) |  |  | L.SALAUN | No | [15 empty] | T81100/030 |  |  |  |  | Conform | 1 - Product quality and specific measurement equipment | 05/09/2024 15:03:24 |  |  | Débit | 0/2000 L/h | ±3 %RV | [9 empty] | FALSE |  | Gas flowmeter |  |  | 05/09/2022 15:03:24 |  | 744
1021 | CCOM0004_Gas flowmeter | Gas flowmeter | CCOM0004 |  | No |  |  | L.SALAUN | L.SALAUN | LABORATOIRE DEVELOPPEMENT / EPE / COM-003 (Banc perte de charge) |  |  | L.SALAUN | No | [15 empty] | T81416/001 |  |  |  |  | Conform | 1 - Product quality and specific measurement equipment | 05/09/2024 15:21:58 |  |  | Débit | 0/6000 L/h | ±3 %RV | [9 empty] | FALSE |  | Gas flowmeter |  |  | 05/09/2022 15:21:58 |  | 744
1022 | CCOM0005_Liquid flowmeter | Liquid flowmeter | CCOM0005 |  | No |  |  | R.GRIMEAU | R.GRIMEAU | LABORATOIRE DEVELOPPEMENT / COM / COM-005 |  |  | R.GRIMEAU | No | [15 empty] | M21701-01 | [5 empty] | 1 - Product quality and specific measurement equipment |  |  |  | Débit | Réformé | Réformé | [9 empty] | FALSE |  | Liquid flowmeter
1023 | CCOM0006_Liquid flowmeter | Liquid flowmeter | CCOM0006 |  | No |  |  | R.GRIMEAU | R.GRIMEAU | LABORATOIRE DEVELOPPEMENT / COM / Armoire |  |  | R.GRIMEAU | No | [15 empty] | M21677-02 |  |  |  |  | No calibration status | 3 - Not affecting quality equipment |  |  |  | Débit | 0/145 L/h | ±0,5 %RV | [9 empty] | FALSE |  | Liquid flowmeter
1024 | CCOM0007_test bench | test bench | CCOM0007 |  | No |  |  | R.GRIMEAU | R.GRIMEAU | LABORATOIRE DEVELOPPEMENT / COM / COM-001 |  |  | R.GRIMEAU | No | [14 empty] | A1-A2 | / |  |  |  |  | Conform | 1 - Product quality and specific measurement equipment | 29/08/2024 09:22:09 |  |  | Electricité | 0/1000 Ohm | ±1 Ohm; 0/300 Ohm; ±2 Ohm; 300/1000 Ohm | [9 empty] | FALSE |  | test bench |  |  | 29/08/2022 09:22:09 |  | 744
1025 | CCOM0008_test bench | test bench | CCOM0008 |  | No |  |  | R.GRIMEAU | R.GRIMEAU | LABORATOIRE DEVELOPPEMENT / COM / COM-001 |  |  | R.GRIMEAU | No | [14 empty] | A1-A3 | / |  |  |  |  | Conform | 1 - Product quality and specific measurement equipment | 29/08/2024 09:31:41 |  |  | Electricité | 0/1000 Ohm | ±1 Ohm; 0/300 Ohm; ±2 Ohm; 300/1000 Ohm | [9 empty] | FALSE |  | test bench |  |  | 29/08/2022 09:31:41 |  | 744
1026 | CCOM0009_test bench | test bench | CCOM0009 |  | No |  |  | R.GRIMEAU | R.GRIMEAU | LABORATOIRE DEVELOPPEMENT / COM / COM-001 |  |  | R.GRIMEAU | No | [14 empty] | A2-A3 | / |  |  |  |  | Conform | 1 - Product quality and specific measurement equipment | 29/08/2024 09:54:38 |  |  | Electricité | 0/1000 Ohm | ±1 Ohm; 0/300 Ohm; ±2 Ohm; 300/1000 Ohm | [9 empty] | FALSE |  | test bench |  |  | 29/08/2022 09:54:38 |  | 744
1027 | CCOM0010_test bench | test bench | CCOM0010 |  | No |  |  | R.GRIMEAU | R.GRIMEAU | LABORATOIRE DEVELOPPEMENT / COM / COM-001 |  |  | R.GRIMEAU | No | [14 empty] | B1-B2 | / |  |  |  |  | Conform | 1 - Product quality and specific measurement equipment | 15/07/2023 10:22:09 |  |  | Electricité | 0/1000 Ohm | ±1 Ohm; 0/300 Ohm; ±2 Ohm; 300/1000 Ohm | [9 empty] | FALSE |  | test bench |  |  | 15/07/2021 10:22:09 |  | 744
1028 | CCOM0011_test bench | test bench | CCOM0011 |  | No |  |  | R.GRIMEAU | R.GRIMEAU | LABORATOIRE DEVELOPPEMENT / COM / COM-001 |  |  | R.GRIMEAU | No | [14 empty] | B1-B3 | / |  |  |  |  | Conform | 1 - Product quality and specific measurement equipment | 29/08/2024 10:22:18 |  |  | Electricité | 0/1000 Ohm | ±1 Ohm; 0/300 Ohm; ±2 Ohm; 300/1000 Ohm | [9 empty] | FALSE |  | test bench |  |  | 29/08/2022 10:22:18 |  | 744
1029 | CCOM0012_test bench | test bench | CCOM0012 |  | No |  |  | R.GRIMEAU | R.GRIMEAU | LABORATOIRE DEVELOPPEMENT / COM / COM-001 |  |  | R.GRIMEAU | No | [14 empty] | B2-B3 | / |  |  |  |  | Conform | 1 - Product quality and specific measurement equipment | 29/08/2024 10:24:56 |  |  | Electricité | 0/1000 Ohm | ±1 Ohm; 0/300 Ohm; ±2 Ohm; 300/1000 Ohm | [9 empty] | FALSE |  | test bench |  |  | 29/08/2022 10:24:56 |  | 744
1030 | CCOM0013_test bench | test bench | CCOM0013 |  | No |  |  | R.GRIMEAU | R.GRIMEAU | LABORATOIRE DEVELOPPEMENT / COM / COM-001 |  |  | R.GRIMEAU | No | [14 empty] | C1-C2 | / |  |  |  |  | Conform | 1 - Product quality and specific measurement equipment | 29/08/2024 10:50:24 |  |  | Electricité | 0/1000 Ohm | ±1 Ohm; 0/300 Ohm; ±2 Ohm; 300/1000 Ohm | [9 empty] | FALSE |  | test bench |  |  | 29/08/2022 10:50:24 |  | 744
1031 | CCOM0014_test bench | test bench | CCOM0014 |  | No |  |  | R.GRIMEAU | R.GRIMEAU | LABORATOIRE DEVELOPPEMENT / COM / COM-001 |  |  | R.GRIMEAU | No | [14 empty] | C1-C3 | / |  |  |  |  | Conform | 1 - Product quality and specific measurement equipment | 29/08/2024 10:57:36 |  |  | Electricité | 0/1000 Ohm | ±1 Ohm; 0/300 Ohm; ±2 Ohm; 300/1000 Ohm | [9 empty] | FALSE |  | test bench |  |  | 29/08/2022 10:57:36 |  | 744
1032 | CCOM0015_test bench | test bench | CCOM0015 |  | No |  |  | R.GRIMEAU | R.GRIMEAU | LABORATOIRE DEVELOPPEMENT / COM / COM-001 |  |  | R.GRIMEAU | No | [14 empty] | C2-C3 | / |  |  |  |  | Conform | 1 - Product quality and specific measurement equipment | 29/08/2024 11:21:45 |  |  | Electricité | 0/1000 Ohm | ±1 Ohm; 0/300 Ohm; ±2 Ohm; 300/1000 Ohm | [9 empty] | FALSE |  | test bench |  |  | 29/08/2022 11:21:45 |  | 744
1033 | CCOM0016_test bench | test bench | CCOM0016 |  | No |  |  | L.SALAUN | L.SALAUN | LABORATOIRE DEVELOPPEMENT / COM / COM-001 |  |  | L.SALAUN | No | [14 empty] | D1-D2 | / |  |  |  |  | Conform | 1 - Product quality and specific measurement equipment | 29/08/2024 11:27:21 |  |  | Electricité | 0/1000 Ohm | ±1 Ohm; 0/300 Ohm; ±2 Ohm; 300/1000 Ohm | [9 empty] | FALSE |  | test bench |  |  | 29/08/2022 11:27:21 |  | 744
1034 | CCOM0017_test bench | test bench | CCOM0017 |  | No |  |  | R.GRIMEAU | R.GRIMEAU | LABORATOIRE DEVELOPPEMENT / COM / COM-001 |  |  | R.GRIMEAU | No | [14 empty] | D1-D3 | / |  |  |  |  | Conform | 1 - Product quality and specific measurement equipment | 29/08/2024 11:31:02 |  |  | Electricité | 0/1000 Ohm | ±1 Ohm; 0/300 Ohm; ±2 Ohm; 300/1000 Ohm | [9 empty] | FALSE |  | test bench |  |  | 29/08/2022 11:31:02 |  | 744
1035 | CCOM0018_test bench | test bench | CCOM0018 |  | No |  |  | R.GRIMEAU | R.GRIMEAU | LABORATOIRE DEVELOPPEMENT / COM / COM-001 |  |  | R.GRIMEAU | No | [14 empty] | D2-D3 | / |  |  |  |  | Conform | 1 - Product quality and specific measurement equipment | 29/08/2024 11:34:19 |  |  | Electricité | 0/1000 Ohm | ±1 Ohm; 0/300 Ohm; ±2 Ohm; 300/1000 Ohm | [9 empty] | FALSE |  | test bench |  |  | 29/08/2022 11:34:19 |  | 744
1036 | CCOM0019_Stabilized power supply | Stabilized power supply | CCOM0019 |  | No |  |  | R.GRIMEAU | R.GRIMEAU | LABORATOIRE DEVELOPPEMENT / COM / COM-001 |  |  | R.GRIMEAU | No | [14 empty] | / | / |  |  |  |  | No calibration status | 3 - Not affecting quality equipment |  |  |  | Electricité | Approach device | Approach device | [9 empty] | FALSE |  | Stabilized power supply
1037 | CCOM0020_Volumeter | Volumeter | CCOM0020 |  | No |  |  | R.GRIMEAU | R.GRIMEAU | LABORATOIRE DEVELOPPEMENT / COM / COM-001 |  |  | R.GRIMEAU | No | [14 empty] | / | / |  |  |  |  | Not conform | 1 - Product quality and specific measurement equipment |  |  |  | Débit | 0/120 L | ±0,1 %RV | [9 empty] | FALSE |  | Volumeter |  |  | 30/08/2022 00:00:00 |  | 744
1038 | CCOM0021_Volumeter | Volumeter | CCOM0021 |  | No |  |  | R.GRIMEAU | R.GRIMEAU | LABORATOIRE DEVELOPPEMENT / COM / COM-001 |  |  | R.GRIMEAU | No | [14 empty] | / | / |  |  |  |  | Not conform | 1 - Product quality and specific measurement equipment |  |  |  | Débit | 0/120 L | ±0,1 %RV | [9 empty] | FALSE |  | Volumeter |  |  | 31/08/2022 00:00:00 |  | 744
1039 | CCOM0022_Pressure sensor | Pressure sensor | CCOM0022 |  | No |  |  | R.GRIMEAU | R.GRIMEAU | LABORATOIRE DEVELOPPEMENT / COM / COM-001 |  |  | R.GRIMEAU | No | [21 empty] | 1 - Product quality and specific measurement equipment |  |  |  | Pression | Réformé | Réformé | [9 empty] | FALSE |  | Pressure sensor
1040 | CCOM0023_Pressure sensor | Pressure sensor | CCOM0023 |  | No |  |  | R.GRIMEAU | R.GRIMEAU | LABORATOIRE DEVELOPPEMENT / COM / COM-001 |  |  | R.GRIMEAU | No | [21 empty] | 1 - Product quality and specific measurement equipment |  |  |  | Pression | Réformé | Réformé | [9 empty] | FALSE |  | Pressure sensor
1041 | CCOM0026_Stabilized power supply | Stabilized power supply | CCOM0026 |  | No |  |  | R.GRIMEAU | R.GRIMEAU | LABORATOIRE DEVELOPPEMENT / COM / COM-005 |  |  | R.GRIMEAU | No | [20 empty] | No calibration status | 3 - Not affecting quality equipment |  |  |  | Electricité | Approach device | Approach device | [9 empty] | FALSE |  | Stabilized power supply
1042 | CCOM0027_Pressure sensor | Pressure sensor | CCOM0027 |  | No |  |  | R.GRIMEAU | R.GRIMEAU | LABORATOIRE DEVELOPPEMENT / COM / COM-002 |  |  | R.GRIMEAU | No | [21 empty] | 1 - Product quality and specific measurement equipment |  |  |  | Pression | Réformé | Réformé | [9 empty] | FALSE |  | Pressure sensor
1043 | CCOM0028_test bench | test bench | CCOM0028 |  | No |  |  | R.GRIMEAU | R.GRIMEAU | LABORATOIRE DEVELOPPEMENT / COM / COM-002_ Banc 1 |  |  | R.GRIMEAU | No | [14 empty] | / | / |  |  |  |  | Conform | 1 - Product quality and specific measurement equipment | 08/07/2023 09:40:04 |  |  | Electricité | 5/400 400/650 Ohm | ±1 Ohm ±2 Ohm | [9 empty] | FALSE |  | test bench |  |  | 08/07/2022 09:40:04 |  | 372
1044 | CCOM0029_test bench | test bench | CCOM0029 |  | No |  |  | R.GRIMEAU | R.GRIMEAU | LABORATOIRE DEVELOPPEMENT / COM / COM-002_ Banc 1 |  |  | R.GRIMEAU | No | [14 empty] | / | / |  |  |  |  | Out of date | 3 - Not affecting quality equipment | 14/08/2022 09:06:05 |  |  | Débit | 0/120 L | ±0,1 %RV | [9 empty] | FALSE |  | test bench |  |  | 14/08/2020 09:06:05 |  | 744
1045 | CCOM0031_test bench | test bench | CCOM0031 |  | No |  |  | R.GRIMEAU | R.GRIMEAU | LABORATOIRE DEVELOPPEMENT / COM / COM-002_ Banc 2 |  |  | R.GRIMEAU | No | [14 empty] | / | / |  |  |  |  | Conform | 1 - Product quality and specific measurement equipment | 08/07/2023 09:45:20 |  |  | Electricité | 5/400 400/650 Ohm | ±1 Ohm ±2 Ohm | [9 empty] | FALSE |  | test bench |  |  | 08/07/2022 09:45:20 |  | 372
1046 | CCOM0032_test bench | test bench | CCOM0032 |  | No |  |  | R.GRIMEAU | R.GRIMEAU | LABORATOIRE DEVELOPPEMENT / COM / COM-002_ Banc 2 |  |  | R.GRIMEAU | No | [14 empty] | / | / |  |  |  |  | Out of date | 3 - Not affecting quality equipment | 14/08/2022 00:00:00 |  |  | Débit | 0/120 L | ±0,1 %RV | [9 empty] | FALSE |  | test bench |  |  | 14/08/2020 00:00:00 |  | 744
1047 | CCOM0033_Volumeter | Volumeter | CCOM0033 |  | No |  |  | R.GRIMEAU | R.GRIMEAU | LABORATOIRE DEVELOPPEMENT / COM / Canne vide-fut |  |  | R.GRIMEAU | No | [21 empty] | 1 - Product quality and specific measurement equipment |  |  |  | Débit | Réformé | Réformé | [9 empty] | FALSE |  | Volumeter
1048 | CCOM0034_Volumeter | Volumeter | CCOM0034 |  | No |  |  | R.GRIMEAU | R.GRIMEAU | LABORATOIRE DEVELOPPEMENT / COM / Station EXXSOL |  |  | R.GRIMEAU | No | [14 empty] | 20 | 1101009 |  |  |  |  | Conform | 1 - Product quality and specific measurement equipment | 21/02/2024 11:46:51 |  |  | Débit | 0/120 L; 15/50 L/min | ±1%RV; ±1 L/min | [9 empty] | FALSE |  | Volumeter |  |  | 21/02/2022 11:46:51 |  | 744
1049 | CCOM0035_Pressure sensor | Pressure sensor | CCOM0035 |  | No |  |  | M.MERCIER | M.MERCIER | LABORATOIRE DEVELOPPEMENT / EMI / Furness controls FC0 90 |  |  | M.MERCIER | No | [20 empty] | Out of date | 1 - Product quality and specific measurement equipment | 14/06/2018 00:00:00 |  |  | Pression | 2/199 Pa; -200/+200 mbar;-999/+999 mbar(to be confirmed) | ±0,04 Pa; ±0,06 mbar; ±0,2 mbar; to be confimed | [9 empty] | FALSE |  | Pressure sensor |  |  | 14/06/2016 00:00:00 |  | 744
1050 | CCOM0038_Screwdriver | Screwdriver | CCOM0038 |  | No |  |  | R.GRIMEAU | R.GRIMEAU | LABORATOIRE DEVELOPPEMENT / MET / Armoire |  |  | R.GRIMEAU | No | [14 empty] | eme 60-20j | 0718M0187 |  |  |  |  | Conform | 1 - Product quality and specific measurement equipment |  |  |  | Couple | 50-120Nm; 40 tr/min; 180° | ±5%, ±5%,± 5° | [9 empty] | FALSE |  | Screwdriver |  |  | 28/03/2019 00:00:00 |  | 1116
1051 | CCOM0040_Standard leak | Standard leak | CCOM0040 |  | No |  |  | M.MERCIER | M.MERCIER | LABORATOIRE DEVELOPPEMENT / EMI |  |  | M.MERCIER | No | [21 empty] | 1 - Product quality and specific measurement equipment |  |  |  | Débit | Réformé | Réformé | [9 empty] | FALSE |  | Standard leak
1052 | CCOM0041_Standard leak | Standard leak | CCOM0041 |  | No |  |  | M.MERCIER | M.MERCIER | LABORATOIRE DEVELOPPEMENT / EMI |  |  | M.MERCIER | No | [21 empty] | 1 - Product quality and specific measurement equipment |  |  |  | Débit | Réformé | Réformé | [9 empty] | FALSE |  | Standard leak
1053 | CCOM0042_Standard leak | Standard leak | CCOM0042 |  | No |  |  | M.MERCIER | M.MERCIER | LABORATOIRE DEVELOPPEMENT / EMI |  |  | M.MERCIER | No | [21 empty] | 1 - Product quality and specific measurement equipment |  |  |  | Débit | Réformé | Réformé | [9 empty] | FALSE |  | Standard leak
1054 | CCOM0043_Standard leak | Standard leak | CCOM0043 |  | No |  |  | M.MERCIER | M.MERCIER | LABORATOIRE DEVELOPPEMENT / EMI |  |  | M.MERCIER | No | [21 empty] | 1 - Product quality and specific measurement equipment |  |  |  | Débit | Réformé | Réformé | [9 empty] | FALSE |  | Standard leak
1055 | CCOM0044_Standard leak | Standard leak | CCOM0044 |  | No |  |  | M.MERCIER | M.MERCIER | LABORATOIRE DEVELOPPEMENT / EMI |  |  | M.MERCIER | No | [21 empty] | 1 - Product quality and specific measurement equipment |  |  |  | Débit | Réformé | Réformé | [9 empty] | FALSE |  | Standard leak
1056 | CCOM0045_Standard leak | Standard leak | CCOM0045 |  | No |  |  | M.MERCIER | M.MERCIER | LABORATOIRE DEVELOPPEMENT / EMI |  |  | M.MERCIER | No | [21 empty] | 1 - Product quality and specific measurement equipment |  |  |  | Débit | Réformé | Réformé | [9 empty] | FALSE |  | Standard leak
1057 | CCOM0046_Standard leak | Standard leak | CCOM0046 |  | No |  |  | M.MERCIER | M.MERCIER | LABORATOIRE DEVELOPPEMENT / EMI |  |  | M.MERCIER | No | [21 empty] | 1 - Product quality and specific measurement equipment |  |  |  | Débit | Réformé | Réformé | [9 empty] | FALSE |  | Standard leak
1058 | CCOM0047_Standard leak | Standard leak | CCOM0047 |  | No |  |  | M.MERCIER | M.MERCIER | LABORATOIRE DEVELOPPEMENT / EMI |  |  | M.MERCIER | No | [21 empty] | 1 - Product quality and specific measurement equipment |  |  |  | Débit | Réformé | Réformé | [9 empty] | FALSE |  | Standard leak
1059 | CCOM0050_Pressure sensor | Pressure sensor | CCOM0050 |  | No |  |  | R.GRIMEAU | R.GRIMEAU | LABORATOIRE DEVELOPPEMENT / COM / Banc test clapet usa |  |  | R.GRIMEAU | No | [20 empty] | Out of date | 1 - Product quality and specific measurement equipment | 15/05/2015 00:00:00 |  |  | Pression | Réformé | Réformé | [9 empty] | FALSE |  | Pressure sensor |  |  | 15/05/2013 00:00:00 |  | 744
1060 | CCOM0051_Thermocouple | Thermocouple | CCOM0051 |  | No |  |  | R.GRIMEAU | R.GRIMEAU | LABORATOIRE DEVELOPPEMENT / COM / Banc test clapet usa |  |  | R.GRIMEAU | No | [21 empty] | 1 - Product quality and specific measurement equipment |  |  |  | Température | Réformé | Réformé | [9 empty] | FALSE |  | Thermocouple
1061 | CCOM0052_Flowmeter | Flowmeter | CCOM0052 |  | No |  |  | R.GRIMEAU | R.GRIMEAU | LABORATOIRE DEVELOPPEMENT / COM / Banc test clapet usa |  |  | R.GRIMEAU | No | [20 empty] | Out of date | 1 - Product quality and specific measurement equipment | 15/05/2015 00:00:00 |  |  | Débit | Réformé | Réformé | [9 empty] | FALSE |  | Flowmeter |  |  | 15/05/2013 00:00:00 |  | 744
1062 | CCOM0053_Flowmeter | Flowmeter | CCOM0053 |  | No |  |  | R.GRIMEAU | R.GRIMEAU | LABORATOIRE DEVELOPPEMENT / COM / Banc test clapet usa |  |  | R.GRIMEAU | No | [20 empty] | Out of date | 1 - Product quality and specific measurement equipment | 15/05/2015 00:00:00 |  |  | Débit | Réformé | Réformé | [9 empty] | FALSE |  | Flowmeter |  |  | 15/05/2013 00:00:00 |  | 744
1063 | CCOM0054_Flowmeter | Flowmeter | CCOM0054 |  | No |  |  | R.GRIMEAU | R.GRIMEAU | LABORATOIRE DEVELOPPEMENT / COM / Banc test clapet usa |  |  | R.GRIMEAU | No | [21 empty] | 1 - Product quality and specific measurement equipment |  |  |  | Débit | Réformé | Réformé | [9 empty] | FALSE |  | Flowmeter
1064 | CCOM0055_Flowmeter | Flowmeter | CCOM0055 |  | No |  |  | R.GRIMEAU | R.GRIMEAU | LABORATOIRE DEVELOPPEMENT / COM / BANC TEST CLAPET USA |  |  | R.GRIMEAU | No | [20 empty] | Out of date | 1 - Product quality and specific measurement equipment | 15/05/2015 00:00:00 |  |  | Débit | Réformé | Réformé | [9 empty] | FALSE |  | Flowmeter |  |  | 15/05/2013 00:00:00 |  | 744
1065 | CCOM0056_Banc test clapet usa | Banc test clapet usa | CCOM0056 |  | No |  |  | R.GRIMEAU | R.GRIMEAU | LABORATOIRE DEVELOPPEMENT / COM / BANC TEST CLAPET USA |  |  | R.GRIMEAU | No | [21 empty] | 1 - Product quality and specific measurement equipment |  |  |  | Dimensionnel | Réformé | Réformé | [9 empty] | FALSE |  | Banc test clapet usa
1066 | CCOM0057_Flowmeter | Flowmeter | CCOM0057 |  | No |  |  | R.GRIMEAU | R.GRIMEAU | LABORATOIRE DEVELOPPEMENT / COM / BANC TEST CLAPET USA |  |  | R.GRIMEAU | No | [20 empty] | Out of date | 1 - Product quality and specific measurement equipment | 15/05/2015 00:00:00 |  |  | Débit | Réformé | Réformé | [9 empty] | FALSE |  | Flowmeter |  |  | 15/05/2013 00:00:00 |  | 744
1067 | CCOM0058_Pressure sensor | Pressure sensor | CCOM0058 |  | No |  |  | R.GRIMEAU | R.GRIMEAU | LABORATOIRE DEVELOPPEMENT / COM / BANC TEST CLAPET USA |  |  | R.GRIMEAU | No | [15 empty] | S160QD |  |  |  |  | Out of date | 1 - Product quality and specific measurement equipment | 15/05/2015 00:00:00 |  |  | Pression | Réformé | Réformé | [9 empty] | FALSE |  | Pressure sensor |  |  | 15/05/2013 00:00:00 |  | 744
1068 | CCOM0059_Flowmeter | Flowmeter | CCOM0059 |  | No |  |  | R.GRIMEAU | R.GRIMEAU | LABORATOIRE DEVELOPPEMENT / COM / BANC TEST CLAPET USA |  |  | R.GRIMEAU | No | [20 empty] | Out of date | 1 - Product quality and specific measurement equipment | 15/05/2015 00:00:00 |  |  | Débit | Réformé | Réformé | [9 empty] | FALSE |  | Flowmeter |  |  | 15/05/2013 00:00:00 |  | 744
1069 | CCOM0060_Liquid flowmeter | Liquid flowmeter | CCOM0060 |  | No |  |  | R.GRIMEAU | R.GRIMEAU | LABORATOIRE DEVELOPPEMENT / NVH / Station IsoparL\NVH |  |  | R.GRIMEAU | No | [20 empty] | No calibration status | 3 - Not affecting quality equipment |  |  |  | Débit | Approach device | Approach device | [9 empty] | FALSE |  | Liquid flowmeter
1070 | CCOM0061_alignment bar | alignment bar | CCOM0061 |  | No |  |  | L.SALAUN | L.SALAUN | LABORATOIRE DEVELOPPEMENT / COM / COM-002_ Banc 2 |  |  | L.SALAUN | No | [15 empty] | / |  |  |  |  | No calibration status | 3 - Not affecting quality equipment |  |  |  | Dimensionnel | Approach device | Approach device | [9 empty] | FALSE |  | alignment bar
1071 | CCOM0062_Multimeter | Multimeter | CCOM0062 |  | No |  |  | R.GRIMEAU | R.GRIMEAU | LABORATOIRE DEVELOPPEMENT / COM / A-COM-02 |  |  | R.GRIMEAU | No | [14 empty] | 115 | 31360855WS |  |  |  |  | Conform | 1 - Product quality and specific measurement equipment | 05/07/2023 00:00:00 |  |  | Electricité | 0/600 Ohm; 0/6 kOhm; 0/60 V DC; 0/10 A DC | ±0,3 Ohm; ±1 Ohm; ±40 mV; ±50 mA | [9 empty] | FALSE |  | Multimeter |  |  | 05/07/2022 00:00:00 |  | 372
1072 | CCOM0063_Inclinometer | Inclinometer | CCOM0063 |  | No |  |  | R.GRIMEAU | R.GRIMEAU | LABORATOIRE DEVELOPPEMENT / COM / A-COM-02 |  |  | R.GRIMEAU | No | [15 empty] | 14040200033 |  |  |  |  | Conform | 1 - Product quality and specific measurement equipment | 06/12/2023 00:00:00 |  |  | Dimensionnel | 0/90 ° | ±0,10 ° | [9 empty] | FALSE |  | Inclinometer |  |  | 06/12/2021 00:00:00 |  | 744
1073 | CCOM0064_Depth gauge | Depth gauge | CCOM0064 |  | No |  |  | R.GRIMEAU | R.GRIMEAU | LABORATOIRE DEVELOPPEMENT / COM / A-COM-02 |  |  | R.GRIMEAU | No | [15 empty] | 3050 |  |  |  |  | Conform | 1 - Product quality and specific measurement equipment | 15/09/2023 00:00:00 |  |  | Dimensionnel | 0/300 mm | ±0,1 mm | [9 empty] | FALSE |  | Depth gauge |  |  | 15/09/2021 00:00:00 |  | 744
1074 | CCOM0065_Banc d'essai | Banc d'essai | CCOM0065 |  | No |  |  | R.GRIMEAU | R.GRIMEAU | LABORATOIRE DEVELOPPEMENT / EMI / COM-004 |  |  | R.GRIMEAU | No | [21 empty] | 1 - Product quality and specific measurement equipment |  |  |  | Débit | Réformé | Réformé | [9 empty] | FALSE |  | Banc d'essai
1075 | CCOM0066_ROV valve bench | ROV valve bench | CCOM0066 |  | No |  |  | R.GRIMEAU | R.GRIMEAU | LABORATOIRE DEVELOPPEMENT / COM / COM-014 |  |  | R.GRIMEAU | No | [20 empty] | No calibration status | 3 - Not affecting quality equipment |  |  |  | Divers | Approach device | Approach device | [9 empty] | FALSE |  | ROV valve bench
1076 | CCOM0067_Pressure sensor | Pressure sensor | CCOM0067 |  | No |  |  |  |  | IVC / IVC |  |  |  | No | [14 empty] | 3051S1CG1A2E12A7JQ4 | 9508997 |  |  |  |  | No calibration status | 3 - Not affecting quality equipment |  |  |  | Pression | 0 / 50 mbar | ± 0,1 mbar | [9 empty] | FALSE |  | Pressure sensor
1077 | CCOM0068_Frequency measuring chain | Frequency measuring chain | CCOM0068 |  | No |  |  | R.GRIMEAU | R.GRIMEAU | LABORATOIRE DEVELOPPEMENT / COM / COM-012 |  |  | R.GRIMEAU | No | [20 empty] | No calibration status | 3 - Not affecting quality equipment |  |  |  | Electricité | 0/1,8 Hz | ±0,1 Hz | [9 empty] | FALSE |  | Frequency measuring chain
1078 | CCOM0069_Ruler | Ruler | CCOM0069 |  | No |  |  | R.GRIMEAU | R.GRIMEAU | LABORATOIRE DEVELOPPEMENT / COM / Armoire |  |  | R.GRIMEAU | No | [20 empty] | Conform | 1 - Product quality and specific measurement equipment | 06/12/2849 00:00:00 |  |  | Dimensionnel | 0/1000 mm | ±0,5 mm | [9 empty] | FALSE |  | Ruler |  |  | 06/09/2016 00:00:00 |  | 309969
1079 | CCOM0070_Pressure sensor | Pressure sensor | CCOM0070 |  | No |  |  | R.GRIMEAU | R.GRIMEAU | LABORATOIRE DEVELOPPEMENT / COM / COM-001 |  |  | R.GRIMEAU | No | [14 empty] | / | 4465381 |  |  |  |  | No calibration status | 3 - Not affecting quality equipment |  |  |  | Pression | Approach device | Approach device | [9 empty] | FALSE |  | Pressure sensor
1080 | CCOM0071_Displacement transducer | Displacement transducer | CCOM0071 |  | No |  |  | R.GRIMEAU | R.GRIMEAU | LABORATOIRE DEVELOPPEMENT / COM / COM-001 |  |  | R.GRIMEAU | No | [14 empty] | SX20MECR050 | [5 empty] | Out of date | 3 - Not affecting quality equipment | 08/12/2018 00:00:00 |  |  | Dimensionnel | -25/+25 mm | ±0,1 mm | [9 empty] | FALSE |  | Displacement transducer |  |  | 08/12/2016 00:00:00 |  | 744
1081 | CCOM0072_Displacement transducer | Displacement transducer | CCOM0072 |  | No |  |  | R.GRIMEAU | R.GRIMEAU | LABORATOIRE DEVELOPPEMENT / COM / COM-001 |  |  | R.GRIMEAU | No | [14 empty] | SX20MECR050 | [5 empty] | Out of date | 3 - Not affecting quality equipment | 08/12/2018 00:00:00 |  |  | Dimensionnel | -25/+25 mm | ±0,1 mm | [9 empty] | FALSE |  | Displacement transducer |  |  | 08/12/2016 00:00:00 |  | 744
1082 | CCOM0073_Pressure sensor | Pressure sensor | CCOM0073 |  | No |  |  | R.GRIMEAU | R.GRIMEAU | LABORATOIRE DEVELOPPEMENT / COM / COM-001 |  |  | R.GRIMEAU | No | [15 empty] | 71405 |  |  |  |  | Conform | 1 - Product quality and specific measurement equipment |  |  |  | Pression | 0/100 mbar | ±0,1 mbar | [9 empty] | FALSE |  | Pressure sensor |  |  | 05/09/2018 00:00:00 |  | 744
1083 | CCOM0074_Pressure sensor | Pressure sensor | CCOM0074 |  | No |  |  | R.GRIMEAU | R.GRIMEAU | LABORATOIRE DEVELOPPEMENT / COM / COM-001 |  |  | R.GRIMEAU | No | [15 empty] | 71406 |  |  |  |  | Conform | 1 - Product quality and specific measurement equipment | 29/08/2024 08:49:17 |  |  | Pression | 0/100 mbar | ±0,1 mbar | [9 empty] | FALSE |  | Pressure sensor |  |  | 29/08/2022 08:49:17 |  | 744
1084 | CCOM0075_Height gauge | Height gauge | CCOM0075 |  | No |  |  | R.GRIMEAU | R.GRIMEAU | LABORATOIRE DEVELOPPEMENT / COM / Armoire |  |  | R.GRIMEAU | No | [21 empty] | 1 - Product quality and specific measurement equipment |  |  |  | Dimensionnel | 0/600 mm | ±0,01 mm | [9 empty] | FALSE |  | Height gauge
1085 | CCOM0076_Gradient Bench | Gradient Bench | CCOM0076 |  | No |  |  | L.SALAUN | L.SALAUN | LABORATOIRE DEVELOPPEMENT / COM / COM-009 |  |  | L.SALAUN | No | [15 empty] | 353A01193 |  |  |  |  | No calibration status | 3 - Not affecting quality equipment |  |  |  | Angle | 0/45° | Approach device | [9 empty] | FALSE |  | Gradient Bench
1086 | CCOM0077_Gradient Bench | Gradient Bench | CCOM0077 |  | No |  |  | R.GRIMEAU | R.GRIMEAU | LABORATOIRE DEVELOPPEMENT / COM / COM-007 |  |  | R.GRIMEAU | No | [15 empty] | 69 |  |  |  |  | No calibration status | 3 - Not affecting quality equipment |  |  |  | Angle | Approach device | Approach device | [9 empty] | FALSE |  | Gradient Bench
1087 | CCOM0078_Pressure sensor | Pressure sensor | CCOM0078 |  | No |  |  | R.GRIMEAU | R.GRIMEAU | LABORATOIRE DEVELOPPEMENT / COM / Armoire |  |  | R.GRIMEAU | No | [21 empty] | 1 - Product quality and specific measurement equipment |  |  |  | Pression | -300/+300 mbar | ±2,5 mbar | [9 empty] | FALSE |  | Pressure sensor
1088 | CCOM0079_Scale | Scale | CCOM0079 |  | No |  |  | R.GRIMEAU | R.GRIMEAU | LABORATOIRE DEVELOPPEMENT / COM / Armoire |  |  | R.GRIMEAU | No | [15 empty] | 100468721 |  |  |  |  | Out of date | 1 - Product quality and specific measurement equipment | 11/01/2023 15:23:12 |  |  | Masse | 0/30 kg | ±1 g | [9 empty] | FALSE |  | Scale |  |  | 11/01/2021 15:23:12 |  | 744
1089 | CCOM0080_test bench | test bench | CCOM0080 |  | No |  |  | R.GRIMEAU | R.GRIMEAU | LABORATOIRE DEVELOPPEMENT / COM / COM-002_ Banc 1 |  |  | R.GRIMEAU | No | [15 empty] | 72956 |  |  |  |  | Conform | 0 - Standard equipment | 02/09/2024 14:56:38 |  |  | Pression | 0/100 mbar | ±0,1 mbar | [9 empty] | FALSE |  | test bench |  |  | 02/09/2022 14:56:38 |  | 744
1090 | CCOM0081_Thickness gauge | Thickness gauge | CCOM0081 |  | No |  |  | R.GRIMEAU | R.GRIMEAU | LABORATOIRE DEVELOPPEMENT / COM / A-COM-02 |  |  | R.GRIMEAU | No | [20 empty] | Conform | 1 - Product quality and specific measurement equipment |  |  |  | Dimensionnel | 0/100 mm | ±4 µm | [9 empty] | FALSE |  | Thickness gauge |  |  | 14/02/2017 00:00:00 |  | 1
1091 | CCOM0082_test bench | test bench | CCOM0082 |  | No |  |  | R.GRIMEAU | R.GRIMEAU | LABORATOIRE DEVELOPPEMENT / COM / COM-002_ Banc 2 |  |  | R.GRIMEAU | No | [15 empty] | 72957 |  |  |  |  | Conform | 1 - Product quality and specific measurement equipment | 13/12/2023 11:16:16 |  |  | Pression | 0/100 mbar | ±0,1 mbar | [9 empty] | FALSE |  | test bench |  |  | 13/12/2021 11:16:16 |  | 744
1092 | CCOM0083_Gas flowmeter | Gas flowmeter | CCOM0083 |  | No |  |  | L.SALAUN | L.SALAUN | LABORATOIRE DEVELOPPEMENT / FEP / A-ATEX-03 |  |  | L.SALAUN | No | [14 empty] | VF563A | 12254 |  |  |  |  | Conform | 1 - Product quality and specific measurement equipment | 02/12/2023 15:00:00 |  |  | Débit | 7,1/283 L/min | ±2 %FS | [9 empty] | FALSE |  | Gas flowmeter |  |  | 02/12/2021 15:00:00 |  | 744
1093 | CCOM0084_Gas flowmeter | Gas flowmeter | CCOM0084 |  | No |  |  | L.SALAUN | L.SALAUN | LABORATOIRE DEVELOPPEMENT / EPE / FEP-020 SIMTEC 20 HZ |  |  | L.SALAUN | No | [14 empty] | VF563A | 12337 |  |  |  |  | Conform | 1 - Product quality and specific measurement equipment | 04/04/2024 11:43:08 |  |  | Débit | 7,1/283 L/min | ±2 %FS | [9 empty] | FALSE |  | Gas flowmeter |  |  | 04/04/2022 11:43:08 |  | 744
1094 | CCOM0085_pump | pump | CCOM0085 |  | No |  |  | R.GRIMEAU | R.GRIMEAU | LABORATOIRE DEVELOPPEMENT / COM / Armoire |  |  | R.GRIMEAU | No | [15 empty] | / |  |  |  |  | No calibration status | 3 - Not affecting quality equipment |  |  |  | Pression | Approach device | Approach device | [9 empty] | FALSE |  | pump
1095 | CCOM0086_Pressure sensor | Pressure sensor | CCOM0086 |  | No |  |  | R.GRIMEAU | R.GRIMEAU | LABORATOIRE DEVELOPPEMENT / COM / COM-001 |  |  | R.GRIMEAU | No | [14 empty] | / | / |  |  |  |  | Conform | 1 - Product quality and specific measurement equipment | 29/08/2024 08:55:39 |  |  | Pression | 0/100 mbar | ±0,1 mbar | [9 empty] | FALSE |  | Pressure sensor |  |  | 29/08/2022 08:55:39 |  | 744
1096 | CCOM0087_Height gauge | Height gauge | CCOM0087 |  | No |  |  | R.GRIMEAU | R.GRIMEAU | LABORATOIRE DEVELOPPEMENT / COM / A-COM-02 |  |  | R.GRIMEAU | No | [15 empty] | LIN9342890 |  |  |  |  | Conform | 1 - Product quality and specific measurement equipment | 23/02/2024 00:00:00 |  |  | Dimensionnel | 0/600 mm | ±0,05 mm | [9 empty] | FALSE |  | Height gauge |  |  | 23/02/2022 00:00:00 |  | 744
1097 | CCOM0088_Digital Manometer | Digital Manometer | CCOM0088 |  | No |  |  | R.GRIMEAU | R.GRIMEAU | LABORATOIRE DEVELOPPEMENT / COM / A-COM-02 |  |  | R.GRIMEAU | No | [14 empty] | DPI 705E | 11971907 |  |  |  |  | Conform | 1 - Product quality and specific measurement equipment | 29/06/2023 00:00:00 |  |  | Pression | -3500/350 mbar | ±2,5 mbar | [9 empty] | FALSE |  | Digital Manometer |  |  | 29/06/2021 00:00:00 |  | 744
1098 | CCOM0089_Multimeter | Multimeter | CCOM0089 |  | No |  |  | R.GRIMEAU | R.GRIMEAU | LABORATOIRE DEVELOPPEMENT / COM / COM-001 |  |  | R.GRIMEAU | No | [14 empty] | 95 | / | [5 empty] | 3 - Not affecting quality equipment |  |  |  | Electricité | Approach device | Approach device | [9 empty] | FALSE |  | Multimeter
1099 | CCOM0090_Stabilized power supply | Stabilized power supply | CCOM0090 |  | No |  |  | R.GRIMEAU | R.GRIMEAU | LABORATOIRE DEVELOPPEMENT / COM / COM-001 |  |  | R.GRIMEAU | No | [14 empty] | XHR 60-18 | / |  |  |  |  | No calibration status | 3 - Not affecting quality equipment |  |  |  | Electricité | 0/60 V;0/18 A | Approach device | [9 empty] | FALSE |  | Stabilized power supply
1100 | CCOM0091_banc Torche plasma | banc Torche plasma | CCOM0091 |  | No |  |  | L.SALAUN | L.SALAUN | LABORATOIRE DEVELOPPEMENT / COM / ARMOIRE |  |  | L.SALAUN | No | [20 empty] | No calibration status | 3 - Not affecting quality equipment |  |  |  | / | Approach device | Approach device | [9 empty] | FALSE |  | banc Torche plasma
1101 | CCOM0092_Inclination sensor | Inclination sensor | CCOM0092 |  | No |  |  | R.GRIMEAU | R.GRIMEAU | LABORATOIRE DEVELOPPEMENT / COM / ARMOIRE |  |  | R.GRIMEAU | No | [20 empty] | No calibration status | 3 - Not affecting quality equipment |  |  |  | / | 0/360° | Approach device | [9 empty] | FALSE |  | Inclination sensor
1102 | CCOM055_Vacuum pump | Vacuum pump | CCOM055 |  | No |  |  | R.GRIMEAU | R.GRIMEAU | LABORATOIRE DEVELOPPEMENT / COM / Armoire |  |  | R.GRIMEAU | No | [15 empty] | / |  |  |  |  | No calibration status | 3 - Not affecting quality equipment |  |  |  | Pression | Approach device | Approach device | [9 empty] | FALSE |  | Vacuum pump
1103 | CDEV0001_Pied à coulisse | Pied à coulisse | CDEV0001 |  | No |  |  | L.SALAIN | L.SALAIN | DEVELOPPEMENT / DEV / M. Pasquier |  |  | L.SALAIN | No | [20 empty] | No calibration status | 3 - Not affecting quality equipment |  |  |  | Dimensionnel | / | / | [9 empty] | FALSE |  | Pied à coulisse
1104 | CDEV0002_Pied à coulisse | Pied à coulisse | CDEV0002 |  | No |  |  | K.TALEB | K.TALEB | DEVELOPPEMENT / DEV / JM. Turpin |  |  | K.TALEB | No | [20 empty] | No calibration status | 3 - Not affecting quality equipment |  |  |  | Dimensionnel | / | / | [9 empty] | FALSE |  | Pied à coulisse
1105 | CDEV0004_Balance | Balance | CDEV0004 |  | No |  |  | R.GRIMEAU | R.GRIMEAU | LABORATOIRE DEVELOPPEMENT / MET / \ |  |  | R.GRIMEAU | No | [20 empty] | Conform | 1 - Product quality and specific measurement equipment | 22/10/2023 15:59:56 |  |  | Masse | 0/3 Kg | +/- 1 g | [9 empty] | FALSE |  | Balance |  |  | 08/06/2021 15:59:56 |  | 744
1106 | CDEV0005_Marbre | Marbre | CDEV0005 |  | No |  |  | K.TALEB | K.TALEB | METROLOGIE / QUA / Zone calibration |  |  | K.TALEB | No | [20 empty] | No calibration status | 3 - Not affecting quality equipment |  |  |  | Dimensionnel | To be defined | To be defined | [9 empty] | FALSE |  | Marbre
1107 | CDEV0006_Trusquin | Trusquin | CDEV0006 |  | No |  |  | K.TALEB | K.TALEB | DEVELOPPEMENT / DEV / S. ANDREAU\RECEPTION QUALITE |  |  | K.TALEB | No | [15 empty] | 3004947 |  |  |  |  | Conform | 1 - Product quality and specific measurement equipment |  |  |  | Dimensionnel | 0/ 600 mm | +/- 0,01mm | [9 empty] | FALSE |  | Trusquin |  |  | 23/07/2020 00:00:00 |  | 744
1108 | CDEV0007_Pige etalon | Pige etalon | CDEV0007 |  | No |  |  | K.TALEB | K.TALEB | METROLOGIE / QUA / Armoire |  |  | K.TALEB | No | [15 empty] | / |  |  |  |  | Conform | 1 - Product quality and specific measurement equipment | 01/09/2026 00:00:00 |  |  | Dimensionnel | To be defined | To be defined | [9 empty] | FALSE |  | Pige etalon |  |  | 01/09/2021 00:00:00 |  | 1860
1109 | CDEV0008_Slide Gauge | Slide Gauge | CDEV0008 |  | No |  |  | G.SIZORN | G.SIZORN | LABORATOIRE DEVELOPPEMENT / FEP |  |  | G.SIZORN | No | [20 empty] | Conform | 1 - Product quality and specific measurement equipment | 24/08/2023 00:00:00 |  |  | Dimensionnel | 0/150 mm | +/- 0,1mm | [9 empty] | FALSE |  | Slide Gauge |  |  | 24/08/2021 00:00:00 |  | 744
1110 | CDEV0009_Jauge de profondeur | Jauge de profondeur | CDEV0009 |  | No |  |  | K.TALEB | K.TALEB | METROLOGIE / QUA / Sommeil |  |  | K.TALEB | No | [15 empty] | 15279 |  |  |  |  | Conform | 1 - Product quality and specific measurement equipment | 24/08/2023 00:00:00 |  |  | Dimensionnel | 0/300 mm | +/- 0,1mm | [9 empty] | FALSE |  | Jauge de profondeur |  |  | 24/08/2021 00:00:00 |  | 744
1111 | CDEV0010_Pied à coulisse | Pied à coulisse | CDEV0010 |  | No |  |  | K.TALEB | K.TALEB | METROLOGIE / QUA / Sommeil |  |  | K.TALEB | No | [15 empty] | 1004446 |  |  |  |  | Conform | 1 - Product quality and specific measurement equipment | 24/02/2029 00:00:00 |  |  | Dimensionnel | 0/300 mm | +/- 0,1mm | [9 empty] | FALSE |  | Pied à coulisse |  |  | 24/08/2021 00:00:00 |  | 2790
1112 | CDEV0011_Rugosimètre | Rugosimètre | CDEV0011 |  | No |  |  | K.TALEB | K.TALEB | DEVELOPPEMENT / DEV / S. ANDREAU\RECEPTION QUALITE |  |  | K.TALEB | No | [21 empty] | 3 - Not affecting quality equipment |  |  |  | Dimensionnel | To be defined | To be defined | [9 empty] | FALSE |  | Rugosimètre
1113 | CDEV0012_Pied à coulisse | Pied à coulisse | CDEV0012 |  | No |  |  | K.TALEB | K.TALEB | DEVELOPPEMENT / DEV / N. Leclech |  |  | K.TALEB | No | [20 empty] | No calibration status | 3 - Not affecting quality equipment |  |  |  | Dimensionnel | / | / | [9 empty] | FALSE |  | Pied à coulisse
1114 | CDEV0013_Pied à coulisse | Pied à coulisse | CDEV0013 |  | No |  |  | K.TALEB | K.TALEB | DEVELOPPEMENT / DEV / V. Boutrelle |  |  | K.TALEB | No | [20 empty] | No calibration status | 3 - Not affecting quality equipment |  |  |  | Dimensionnel | / | / | [9 empty] | FALSE |  | Pied à coulisse
1115 | CDEV0014_Pied à coulisse | Pied à coulisse | CDEV0014 |  | No |  |  | K.TALEB | K.TALEB | DEVELOPPEMENT / DEV / JL. Heudel |  |  | K.TALEB | No | [20 empty] | No calibration status | 3 - Not affecting quality equipment |  |  |  | Dimensionnel | / | / | [9 empty] | FALSE |  | Pied à coulisse
1116 | CDEV0015_Pied à coulisse | Pied à coulisse | CDEV0015 |  | No |  |  | K.TALEB | K.TALEB | DEVELOPPEMENT / DEV / O. Ruyant |  |  | K.TALEB | No | [20 empty] | No calibration status | 3 - Not affecting quality equipment |  |  |  | Dimensionnel | / | / | [9 empty] | FALSE |  | Pied à coulisse
1117 | CDEV0016_Pied à coulisse | Pied à coulisse | CDEV0016 |  | No |  |  | K.TALEB | K.TALEB | DEVELOPPEMENT / DEV / Ding Gong |  |  | K.TALEB | No | [20 empty] | No calibration status | 3 - Not affecting quality equipment |  |  |  | Dimensionnel | / | / | [9 empty] | FALSE |  | Pied à coulisse
1118 | CDEV0018_Pied à coulisse | Pied à coulisse | CDEV0018 |  | No |  |  | K.TALEB | K.TALEB | DEVELOPPEMENT / DEV / A. Potier |  |  | K.TALEB | No | [20 empty] | No calibration status | 3 - Not affecting quality equipment |  |  |  | Dimensionnel | / | / | [9 empty] | FALSE |  | Pied à coulisse
1119 | CDEV0019_Pied à coulisse | Pied à coulisse | CDEV0019 |  | No |  |  | K.TALEB | K.TALEB | DEVELOPPEMENT / DEV / F. Dupre |  |  | K.TALEB | No | [20 empty] | No calibration status | 3 - Not affecting quality equipment |  |  |  | Dimensionnel | / | / | [9 empty] | FALSE |  | Pied à coulisse
1120 | CDEV0020_Pied à coulisse | Pied à coulisse | CDEV0020 |  | No |  |  | K.TALEB | K.TALEB | DEVELOPPEMENT / DEV / Alexis GAUTIER |  |  | K.TALEB | No | [20 empty] | No calibration status | 3 - Not affecting quality equipment |  |  |  | Dimensionnel | / | / | [9 empty] | FALSE |  | Pied à coulisse
1121 | CDEV0021_Multimètre | Multimètre | CDEV0021 |  | No |  |  | K.TALEB | K.TALEB | DEVELOPPEMENT / DEV / Alexis GAUTIER |  |  | K.TALEB | No | [20 empty] | No calibration status | 3 - Not affecting quality equipment |  |  |  | Electricité | / | / | [9 empty] | FALSE |  | Multimètre
1122 | CDEV0022_Pied à coulisse | Pied à coulisse | CDEV0022 |  | No |  |  | K.TALEB | K.TALEB | DEVELOPPEMENT / DEV / P. Dupuy |  |  | K.TALEB | No | [20 empty] | No calibration status | 3 - Not affecting quality equipment |  |  |  | Dimensionnel | / | / | [9 empty] | FALSE |  | Pied à coulisse
1123 | CDEV0023_Pied à coulisse | Pied à coulisse | CDEV0023 |  | No |  |  | K.TALEB | K.TALEB | DEVELOPPEMENT / DEV / G. Paolini |  |  | K.TALEB | No | [20 empty] | No calibration status | 3 - Not affecting quality equipment |  |  |  | Dimensionnel | / | / | [9 empty] | FALSE |  | Pied à coulisse
1124 | CDEV0024_Pied à coulisse | Pied à coulisse | CDEV0024 |  | No |  |  | K.TALEB | K.TALEB | DEVELOPPEMENT / DEV / O. Ruyant |  |  | K.TALEB | No | [20 empty] | No calibration status | 3 - Not affecting quality equipment |  |  |  | Dimensionnel | / | / | [9 empty] | FALSE |  | Pied à coulisse
1125 | CDEV0025_Pied à coulisse | Pied à coulisse | CDEV0025 |  | No |  |  | J.BOUTIER | J.BOUTIER | DEVELOPPEMENT / DEV / Julien Boutier |  |  | J.BOUTIER | No | [20 empty] | No calibration status | 3 - Not affecting quality equipment |  |  |  | Dimensionnel | / | / | [9 empty] | FALSE |  | Pied à coulisse
1126 | CDEV0026_Cale étalon de rugosité | Cale étalon de rugosité | CDEV0026 |  | No |  |  | K.TALEB | K.TALEB | DEVELOPPEMENT / DEV / S. ANDREAU\RECEPTION QUALITE |  |  | K.TALEB | No | [15 empty] | 3928605811 |  |  |  |  | Non-conforme | 1 - Product quality and specific measurement equipment |  |  |  | Dimensionnel | To be defined | To be defined | [9 empty] | FALSE |  | Cale étalon de rugosité
1127 | CDEV0027_Caméra | Caméra | CDEV0027 |  | No |  |  | S.ANDREAU | S.ANDREAU | METROLOGIE / DEV / S. ANDREAU\RECEPTION QUALITE |  |  | S.ANDREAU | No | [20 empty] | No calibration status | 3 - Not affecting quality equipment |  |  |  | Divers | / | / | [9 empty] | FALSE |  | Caméra
1128 | CDEV0028_Micromètre d'extérieur | Micromètre d'extérieur | CDEV0028 |  | No |  |  | K.TALEB | K.TALEB | DEVELOPPEMENT / DEV / Romain BERNHARDT |  |  | K.TALEB | No | [14 empty] | / | 71347883 |  |  |  |  | Conform | 1 - Product quality and specific measurement equipment | 21/01/2024 00:00:00 |  |  | Dimensionnel | To be defined | To be defined | [9 empty] | FALSE |  | Micromètre d'extérieur |  |  | 21/01/2022 00:00:00 |  | 744
1129 | CDEV0029_Micromètre d'extérieur | Micromètre d'extérieur | CDEV0029 |  | No |  |  | K.TALEB | K.TALEB | DEVELOPPEMENT / DEV / Romain BERNHARDT |  |  | K.TALEB | No | [14 empty] | / | [5 empty] | No calibration status | 3 - Not affecting quality equipment |  |  |  | Dimensionnel | To be defined | To be defined | [9 empty] | FALSE |  | Micromètre d'extérieur
1130 | CEMI0001_Mini-SHED n°5 - [EMI-005] - 10021030 | Mini-SHED n°5 - [EMI-005] - 10021030 | CEMI0001 |  | No | SHED chamber |  | MERCIER Maxime<v>SALAUN Loic | MERCIER Maxime<v>SALAUN Loic | EMI / Mini-SHED n°5 - [EMI-005] - 10021030 |  |  | MERCIER Maxime<v>SALAUN Loic | No | [14 empty] | VT 3,6' / +15-45 | 59226066220010 |  |  |  |  | Conform | 1 - Product quality and specific measurement equipment | 22/09/2023 14:45:18 |  |  | Température | 18/42 °C | ±1,5 °C | [6 empty] | SHED chamber |  |  | FALSE |  | Mini-SHED n°5 - [EMI-005] - 10021030 |  |  | 22/09/2022 14:45:18 |  | 372
1131 | CEMI0002_Pressure sensor | Pressure sensor | CEMI0002 |  | No | Pressure sensor |  |  |  | FEP #global area<v>Armoire FEP-A-001 |  |  |  | No | [20 empty] | Out of date | 3 - Not affecting quality equipment | 26/02/2021 00:00:00 |  |  | Pression | 970/1050 hPa | ±5 hPa | [6 empty] | Pressure sensor |  |  | FALSE |  | Pressure sensor |  |  | 26/02/2019 00:00:00 |  | 744
1132 | CEMI0003_Mini-SHED n°4 - [EMI-004] - 100221029 | Mini-SHED n°4 - [EMI-004] - 100221029 | CEMI0003 |  | No | SHED chamber |  | MERCIER Maxime | MERCIER Maxime | EMI / Mini-SHED n°4 - [EMI-004] - 10021029 |  |  | MERCIER Maxime | No | [14 empty] | VT 6' / 15-60 / VT | 59226058322611 |  |  |  |  | Conform | 1 - Product quality and specific measurement equipment | 12/09/2023 11:07:43 |  |  | Température | 18/42 °C | ±1,5 °C | [6 empty] | SHED chamber |  |  | FALSE |  | Mini-SHED n°4 - [EMI-004] - 100221029 |  |  | 12/09/2022 11:07:43 |  | 372
1133 | CEMI0004_Scale | Scale | CEMI0004 |  | No |  |  | M.MERCIER | M.MERCIER | EMI / Table de pesage |  |  | M.MERCIER | No | [14 empty] | PGW 753i | AE442127 |  |  |  |  | Conform | 1 - Product quality and specific measurement equipment | 08/06/2023 11:25:28 |  |  | Masse | At 220 g | ±0,02 g | [9 empty] | FALSE |  | Scale |  |  | 08/06/2021 11:25:28 |  | 744
1134 | CEMI0005_Helium detector | Helium detector | CEMI0005 |  | No |  |  | M.MERCIER | M.MERCIER | EMI / Banc hélium - [EMI-014] - 10021031 |  |  | M.MERCIER | No | [14 empty] | ASI 20 MD | 200711 |  |  |  |  | Conform | 1 - Product quality and specific measurement equipment | 29/07/2023 00:00:00 |  |  | Chimie | 1.10-6/1.10-4 mbar L/s | ±10 %RV | [9 empty] | FALSE |  | Helium detector |  |  | 29/07/2021 00:00:00 |  | 744
1135 | CEMI0006_Scale | Scale | CEMI0006 |  | No |  |  | M.MERCIER | M.MERCIER | EMI / Banc préc. canisters - [EMI-017] - 10021033 |  |  | M.MERCIER | No | [14 empty] | LP 6200 | 30608358 |  |  |  |  | Conform | 1 - Product quality and specific measurement equipment | 14/06/2023 15:44:32 |  |  | Masse | 0/1 kg | ±0,2 g | [9 empty] | FALSE |  | Scale |  |  | 14/06/2021 15:44:32 |  | 744
1136 | CEMI0007_Scale | Scale | CEMI0007 |  | No |  |  | M.MERCIER | M.MERCIER | EMI / Banc préc. canisters - [EMI-017] - 10021033 |  |  | M.MERCIER | No | [14 empty] | LP 6200 | 30608358 |  |  |  |  | Conform | 1 - Product quality and specific measurement equipment | 14/06/2023 15:47:48 |  |  | Masse | 0/1 kg | ±0,2 g | [9 empty] | FALSE |  | Scale |  |  | 14/06/2021 15:47:48 |  | 744
1137 | CEMI0008_Torque wrench | Torque wrench | CEMI0008 |  | No |  |  | M.MERCIER | M.MERCIER | EMI / Armoire de stockage |  |  | M.MERCIER | No | [15 empty] | T01005 C0353 | [5 empty] | 1 - Product quality and specific measurement equipment |  |  |  | Couple | 2/5 Nm | ±0,2 Nm | [9 empty] | FALSE |  | Torque wrench
1138 | CEMI0009_Pressure sensor | Pressure sensor | CEMI0009 |  | No |  |  | M.MERCIER | M.MERCIER | EMI / Mini-shed n°1 |  |  | M.MERCIER | No | [20 empty] | Out of date | 3 - Not affecting quality equipment | 12/09/2021 16:30:16 |  |  | Pression | 970/1050 hPa | ±5 hPa | [9 empty] | FALSE |  | Pressure sensor |  |  | 12/09/2019 16:30:16 |  | 744
1139 | CEMI0010_Flame Ionization Detector (F.I.D.) | Flame Ionization Detector (F.I.D.) | CEMI0010 |  | No | FID ppm C3H8 |  | MERCIER Maxime | MERCIER Maxime | EMI #global area |  |  | MERCIER Maxime | No | [14 empty] | PM-2000 | 1997589 |  |  |  |  | No calibration status | 3 - Not affecting quality equipment |  |  |  | Chimie | Réformé | Réformé | [6 empty] | FID ppm C3H8 |  |  | FALSE |  | Flame Ionization Detector (F.I.D.)
1140 | CEMI0011_thermostatic chamber | thermostatic chamber | CEMI0011 |  | No |  |  | M.MERCIER | M.MERCIER | EMI / Mini-shed n°1 |  |  | M.MERCIER | No | [20 empty] | No calibration status | 3 - Not affecting quality equipment |  |  |  | Température | 40 °C | ±1,5 °C | [9 empty] | FALSE |  | thermostatic chamber
1141 | CEMI0012_Pressure sensor | Pressure sensor | CEMI0012 |  | No | Pressure sensor Absolute |  | M.MERCIER | M.MERCIER | EMI / Mini-SHED n°5 - [EMI-005] - 10021030 |  |  | M.MERCIER | No | [14 empty] | CERABAR M | 8A036D01020 |  |  |  |  | Conform | 1 - Product quality and specific measurement equipment | 20/01/2024 15:18:23 |  |  | Pression | 970/1050 hPa | ±5 hPa | [6 empty] | Pressure sensor Absolute |  |  | FALSE |  | Pressure sensor |  |  | 20/01/2022 15:18:23 |  | 744
1142 | CEMI0013_Pressure sensor | Pressure sensor | CEMI0013 |  | No | Pressure sensor relative |  | M.MERCIER | M.MERCIER | EMI / Mini-SHED n°5 - [EMI-005] - 10021030 |  |  | M.MERCIER | No | [14 empty] | CERABAR M | 8A036C01020 |  |  |  |  | Conform | 1 - Product quality and specific measurement equipment | 20/01/2024 15:25:09 |  |  | Pression | 800/1200 hPa | ±5 hPa | [6 empty] | Pressure sensor relative |  |  | FALSE |  | Pressure sensor |  |  | 20/01/2022 15:25:09 |  | 744
1143 | CEMI0014_Pressure sensor | Pressure sensor | CEMI0014 |  | No | Pressure sensor relative |  | M.MERCIER | M.MERCIER | EMI / Mini-SHED n°4 - [EMI-004] - 10021029 |  |  | M.MERCIER | No | [14 empty] | CERABAR M | 8201B401020 |  |  |  |  | Conform | 1 - Product quality and specific measurement equipment | 26/01/2024 16:07:59 |  |  | Pression | 970/1050 hPa | ±5 hPa | [6 empty] | Pressure sensor relative |  |  | FALSE |  | Pressure sensor |  |  | 26/01/2022 16:07:59 |  | 744
1144 | CEMI0015_Pressure sensor | Pressure sensor | CEMI0015 |  | No | Pressure sensor Absolute |  | M.MERCIER | M.MERCIER | EMI / Mini-SHED n°4 - [EMI-004] - 10021029 |  |  | M.MERCIER | No | [14 empty] | CERABAR M | 8201B301020 |  |  |  |  | Conform | 1 - Product quality and specific measurement equipment | 26/01/2024 16:16:53 |  |  | Pression | 800/1200 hPa | ±5 hPa | [6 empty] | Pressure sensor Absolute |  |  | FALSE |  | Pressure sensor |  |  | 26/01/2022 16:16:53 |  | 744
1145 | CEMI0016_Flame Ionization Detector (F.I.D.) | Flame Ionization Detector (F.I.D.) | CEMI0016 |  | No | FID ppm C3H8 |  | M.MERCIER | M.MERCIER | EMI / ABB1 banc SHED1 |  |  | M.MERCIER | No | [15 empty] | 3.248251.4 | [5 empty] | 1 - Product quality and specific measurement equipment |  |  |  | Chimie | 0-50 ppm C3H8 | ± 0.5% | [6 empty] | FID ppm C3H8 |  |  | FALSE |  | Flame Ionization Detector (F.I.D.)
1146 | CEMI0017_Flame Ionization Detector (F.I.D.) | Flame Ionization Detector (F.I.D.) | CEMI0017 |  | No | FID ppm C3H8 |  | M.MERCIER | M.MERCIER | EMI / ABB2 banc SHED1 |  |  | M.MERCIER | No | [15 empty] | 3.248252.4 |  |  |  |  | Out of date | 1 - Product quality and specific measurement equipment | 06/10/2022 00:00:00 |  |  | Chimie | 0-50 ppm C3H8 | ± 0.5% | [6 empty] | FID ppm C3H8 |  |  | FALSE |  | Flame Ionization Detector (F.I.D.) |  |  | 06/10/2021 00:00:00 |  | 372
1147 | CEMI0018_Flame Ionization Detector (F.I.D.) | Flame Ionization Detector (F.I.D.) | CEMI0018 |  | No | FID ppm C3H8 |  | M.MERCIER | M.MERCIER | EMI / Mini-SHED n°5 - [EMI-005] - 10021030 |  |  | M.MERCIER | No | [14 empty] | 2000 | [6 empty] | 1 - Product quality and specific measurement equipment |  |  |  | Chimie | Réformé | Réformé | [6 empty] | FID ppm C3H8 |  |  | FALSE |  | Flame Ionization Detector (F.I.D.)
1148 | CEMI0019_Flame Ionization Detector (F.I.D.) | Flame Ionization Detector (F.I.D.) | CEMI0019 |  | No | FID ppm C3H8 |  | M.MERCIER | M.MERCIER | EMI / Mini-SHED n°4 - [EMI-004] - 10021029 |  |  | M.MERCIER | No | [14 empty] | 2000 | [6 empty] | 1 - Product quality and specific measurement equipment |  |  |  | Chimie | Réformé | Réformé | [6 empty] | FID ppm C3H8 |  |  | FALSE |  | Flame Ionization Detector (F.I.D.)
1149 | CEMI0020_Flame Ionization Detector (F.I.D.) | Flame Ionization Detector (F.I.D.) | CEMI0020 |  | No | HFID ppmC |  | M.MERCIER | M.MERCIER | EMI / Mini-SHED n°6 - [EMI-002] - 10021028 |  |  | M.MERCIER | No | [14 empty] | MEXA-1170HFID | GU0DA7NV |  |  |  |  | Out of date | 1 - Product quality and specific measurement equipment | 06/10/2022 11:45:17 |  |  | Chimie | 0-50 ppm C | ± 0.5% | [6 empty] | HFID ppmC |  |  | FALSE |  | Flame Ionization Detector (F.I.D.) |  |  | 06/10/2021 11:45:17 |  | 372
1150 | CEMI0021_Pressure sensor | Pressure sensor | CEMI0021 |  | No | Pressure sensor relative |  | M.MERCIER | M.MERCIER | EMI / Mini-SHED n°6 - [EMI-002] - 10021028 |  |  | M.MERCIER | No | [14 empty] | CERABAR M | J7034301128 |  |  |  |  | Conform | 1 - Product quality and specific measurement equipment | 19/09/2024 15:17:20 |  |  | Pression | 970/1050 hPa | ±5 hPa | [6 empty] | Pressure sensor relative |  |  | FALSE |  | Pressure sensor |  |  | 19/09/2022 15:17:20 |  | 744
1151 | CEMI0022_Pressure sensor | Pressure sensor | CEMI0022 |  | No | Pressure sensor Absolute |  | M.MERCIER | M.MERCIER | EMI / Mini-SHED n°6 - [EMI-002] - 10021028 |  |  | M.MERCIER | No | [14 empty] | CERABAR M | J7034401128 |  |  |  |  | Conform | 1 - Product quality and specific measurement equipment | 19/09/2024 15:28:30 |  |  | Pression | 800/1200 hPa | ±5 hPa | [6 empty] | Pressure sensor Absolute |  |  | FALSE |  | Pressure sensor |  |  | 19/09/2022 15:28:30 |  | 744
1152 | CEMI0023_Mini-SHED n°6 - [EMI-002] - 10021028 | Mini-SHED n°6 - [EMI-002] - 10021028 | CEMI0023 |  | No | SHED chamber |  | M.MERCIER | M.MERCIER | EMI / Mini-SHED n°6 - [EMI-002] - 10021028 |  |  | M.MERCIER | No | [14 empty] | VVT 6,0'/+18-45/SHED | 59226142290020 |  |  |  |  | Conform | 1 - Product quality and specific measurement equipment | 21/02/2023 11:40:57 |  |  | Température | 18/42 °C | ±1,5 °C | [6 empty] | SHED chamber |  |  | FALSE |  | Mini-SHED n°6 - [EMI-002] - 10021028 |  |  | 21/02/2022 11:40:57 |  | 372
1153 | CEMI0024_Pressure sensor | Pressure sensor | CEMI0024 |  | No |  |  | M.MERCIER | M.MERCIER | EMI / Banc préc. canisters - [EMI-017] - 10021033 |  |  | M.MERCIER | No | [15 empty] | 71406 |  |  |  |  | No calibration status | 3 - Not affecting quality equipment |  |  |  | Pression | Approach device | Approach device | [9 empty] | FALSE |  | Pressure sensor
1154 | CEMI0025_Thermohygrometer | Thermohygrometer | CEMI0025 |  | No |  |  | M.MERCIER | M.MERCIER | EMI / Banc préc. canisters - [EMI-017] - 10021033 |  |  | M.MERCIER | No | [14 empty] | GTFB 200 | 34902214 |  |  |  |  | Conform | 1 - Product quality and specific measurement equipment | 17/05/2024 00:00:00 |  |  | Humidité | 20/80 %HR | ±5 %HR | [9 empty] | FALSE |  | Thermohygrometer |  |  | 17/05/2022 00:00:00 |  | 744
1155 | CEMI0026_Gas flowmeter | Gas flowmeter | CEMI0026 |  | No | Gas flowmeter C4H10 |  | M.MERCIER | M.MERCIER | EMI / Banc préc. canisters - [EMI-017] - 10021033 |  |  | M.MERCIER | No | [14 empty] | 5850S/BC1GZ1EC2BA1B1 | T00735/002 |  |  |  |  | Conform | 1 - Product quality and specific measurement equipment | 18/05/2024 00:00:00 |  |  | Débit | 0 / 50 g/h | ±1 g/h | [6 empty] | Gas flowmeter C4H10 |  |  | FALSE |  | Gas flowmeter |  |  | 18/05/2022 00:00:00 |  | 744
1156 | CEMI0027_Gas flowmeter | Gas flowmeter | CEMI0027 |  | No | Gas flowmeter N2 |  | M.MERCIER | M.MERCIER | EMI / Banc préc. canisters - [EMI-017] - 10021033 |  |  | M.MERCIER | No | [14 empty] | 5850S/BC1GZ1EC2BA1B1 | T00735/003 |  |  |  |  | Conform | 1 - Product quality and specific measurement equipment | 18/05/2024 00:00:00 |  |  | Débit | 0 / 23,2 g/h | ±1 g/h | [6 empty] | Gas flowmeter N2 |  |  | FALSE |  | Gas flowmeter |  |  | 18/05/2022 00:00:00 |  | 744
1157 | CEMI0028_Gas flowmeter | Gas flowmeter | CEMI0028 |  | No | Gas flowmeter Air |  | M.MERCIER | M.MERCIER | EMI / Banc préc. canisters - [EMI-017] - 10021033 |  |  | M.MERCIER | No | [14 empty] | 5851S/BD9ZA1EC2AA1B1 | T00735/006 |  |  |  |  | Conform | 1 - Product quality and specific measurement equipment | 18/05/2024 00:00:00 |  |  | Débit | 0 / 100 l/min | ±1 %FS | [6 empty] | Gas flowmeter Air |  |  | FALSE |  | Gas flowmeter |  |  | 18/05/2022 00:00:00 |  | 744
1158 | CEMI0029_Gas flowmeter | Gas flowmeter | CEMI0029 |  | No | Gas flowmeter C4H10 |  | M.MERCIER | M.MERCIER | EMI / Banc préc. canisters - [EMI-017] - 10021033 |  |  | M.MERCIER | No | [14 empty] | 5850S/BC1GZ1EC2BA1B1 | T00735/001 |  |  |  |  | Conform | 1 - Product quality and specific measurement equipment | 18/05/2024 00:00:00 |  |  | Débit | 0 / 50 g/h | ±1 g/h | [6 empty] | Gas flowmeter C4H10 |  |  | FALSE |  | Gas flowmeter |  |  | 18/05/2022 00:00:00 |  | 744
1159 | CEMI0030_Gas flowmeter | Gas flowmeter | CEMI0030 |  | No | Gas flowmeter N2 |  | M.MERCIER | M.MERCIER | EMI / Banc préc. canisters - [EMI-017] - 10021033 |  |  | M.MERCIER | No | [14 empty] | 5850S/BC1GZ1EC2BA1B1 | T00735/004 |  |  |  |  | Conform | 1 - Product quality and specific measurement equipment | 18/05/2024 00:00:00 |  |  | Débit | 0 / 23,2 g/h | ±1 g/h | [6 empty] | Gas flowmeter N2 |  |  | FALSE |  | Gas flowmeter |  |  | 18/05/2022 00:00:00 |  | 744
1160 | CEMI0031_Gas flowmeter | Gas flowmeter | CEMI0031 |  | No | Gas flowmeter Air |  | M.MERCIER | M.MERCIER | EMI / Banc préc. canisters - [EMI-017] - 10021033 |  |  | M.MERCIER | No | [14 empty] | 5851S/BD9ZA1EC2AA1B1 | T00735/005 |  |  |  |  | Conform | 1 - Product quality and specific measurement equipment | 18/05/2024 00:00:00 |  |  | Débit | 0 / 100 l/min | ±1 %FS | [6 empty] | Gas flowmeter Air |  |  | FALSE |  | Gas flowmeter |  |  | 18/05/2022 00:00:00 |  | 744
1161 | CEMI0032_Photoacoustic Field Gas-Monitor | Photoacoustic Field Gas-Monitor | CEMI0032 |  | No |  |  | M.MERCIER | M.MERCIER | EMI / Armoire de stockage |  |  | M.MERCIER | No | [14 empty] | 1412A | 710-245 |  |  |  |  | No calibration status | 3 - Not affecting quality equipment |  |  |  | Acoustique | Approach device | Approach device | [9 empty] | FALSE |  | Photoacoustic Field Gas-Monitor
1162 | CEMI0033_Pressure sensor | Pressure sensor | CEMI0033 |  | No | Pressure sensor |  | M.MERCIER | M.MERCIER | EMI / Banc hélium - [EMI-014] - 10021031 |  |  | M.MERCIER | No | [20 empty] | Conform | 1 - Product quality and specific measurement equipment | 04/01/2024 16:10:40 |  |  | Pression | -1/0,6 Bar | ±0,5 mbar | [6 empty] | Pressure sensor |  |  | FALSE |  | Pressure sensor |  |  | 04/01/2022 16:10:40 |  | 744
1163 | CEMI0035_Gas meter | Gas meter | CEMI0035 |  | No |  |  | M.MERCIER | M.MERCIER | EMI / Mini-SHED n°5 - [EMI-005] - 10021030 |  |  | M.MERCIER | No | [14 empty] | G6 RF1 | 22419299 |  |  |  |  | No calibration status | 3 - Not affecting quality equipment |  |  |  | Débit | 400/700 L | ±1 %RV | [9 empty] | FALSE |  | Gas meter
1164 | CEMI0036_Gas meter | Gas meter | CEMI0036 |  | No |  |  | M.MERCIER | M.MERCIER | EMI / Mini-SHED n°6 - [EMI-002] - 10021028 |  |  | M.MERCIER | No | [14 empty] | G6 RF1 | 3361815 |  |  |  |  | No calibration status | 3 - Not affecting quality equipment |  |  |  | Débit | 400/700 L | ±1 %RV | [9 empty] | FALSE |  | Gas meter
1165 | CEMI0037_Scale | Scale | CEMI0037 |  | No |  |  | M.MERCIER | M.MERCIER | EMI / Table de pesage |  |  | M.MERCIER | No | [14 empty] | 9360.06 | 93-06-0965 |  |  |  |  | Conform | 1 - Product quality and specific measurement equipment | 08/06/2023 11:30:44 |  |  | Masse | 0/6 kg | ±1 g | [9 empty] | FALSE |  | Scale |  |  | 08/06/2021 11:30:44 |  | 744
1166 | CEMI0040_Gas meter | Gas meter | CEMI0040 |  | No |  |  | M.MERCIER | M.MERCIER | EMI / Mini-SHED n°4 - [EMI-004] - 10021029 |  |  | M.MERCIER | No | [14 empty] | BK-G6M | 0515A5002256-07 |  |  |  |  | No calibration status | 3 - Not affecting quality equipment |  |  |  | Débit | 400/700 L | ±1 %RV | [9 empty] | FALSE |  | Gas meter
1167 | CEMI0041_Thermohygrometer | Thermohygrometer | CEMI0041 |  | No |  |  | M.MERCIER | M.MERCIER | unknown |  |  | M.MERCIER | No | [20 empty] | No calibration status | 3 - Not affecting quality equipment |  |  |  | Humidité | PERDU | Approach device | [9 empty] | FALSE |  | Thermohygrometer
1168 | CEMI0042_Temperature / humidity recorder | Temperature / humidity recorder | CEMI0042 |  | No |  |  | M.MERCIER | M.MERCIER | EMI / Zone EMI / Palettier |  |  | M.MERCIER | No | [14 empty] | 174H | 36953460 |  |  |  |  | No calibration status | 3 - Not affecting quality equipment |  |  |  | Humidité | Approach device | Approach device | [9 empty] | FALSE |  | Temperature / humidity recorder
1169 | CEMI0043_Standard leak | Standard leak | CEMI0043 |  | No |  |  | M.MERCIER | M.MERCIER | unknown |  |  | M.MERCIER | No | [21 empty] | 1 - Product quality and specific measurement equipment |  |  |  | Débit | Réformé | Réformé | [9 empty] | FALSE |  | Standard leak
1170 | CEMI0044_Standard leak | Standard leak | CEMI0044 |  | No |  |  | M.MERCIER | M.MERCIER | unknown |  |  | M.MERCIER | No | [21 empty] | 1 - Product quality and specific measurement equipment |  |  |  | Débit | Réformé | Réformé | [9 empty] | FALSE |  | Standard leak
1171 | CEMI0045_Standard leak | Standard leak | CEMI0045 |  | No |  |  | M.MERCIER | M.MERCIER | unknown |  |  | M.MERCIER | No | [21 empty] | 1 - Product quality and specific measurement equipment |  |  |  | Débit | Réformé | Réformé | [9 empty] | FALSE |  | Standard leak
1172 | CEMI0046_Standard leak | Standard leak | CEMI0046 |  | No |  |  | M.MERCIER | M.MERCIER | unknown |  |  | M.MERCIER | No | [21 empty] | 1 - Product quality and specific measurement equipment |  |  |  | Débit | Réformé | Réformé | [9 empty] | FALSE |  | Standard leak
1173 | CEMI0047_Standard leak | Standard leak | CEMI0047 |  | No |  |  | M.MERCIER | M.MERCIER | unknown |  |  | M.MERCIER | No | [21 empty] | 1 - Product quality and specific measurement equipment |  |  |  | Débit | Réformé | Réformé | [9 empty] | FALSE |  | Standard leak
1174 | CEMI0048_Standard leak | Standard leak | CEMI0048 |  | No |  |  | M.MERCIER | M.MERCIER | unknown |  |  | M.MERCIER | No | [21 empty] | 1 - Product quality and specific measurement equipment |  |  |  | Débit | Réformé | Réformé | [9 empty] | FALSE |  | Standard leak
1175 | CEMI0049_Standard leak | Standard leak | CEMI0049 |  | No |  |  | M.MERCIER | M.MERCIER | unknown |  |  | M.MERCIER | No | [21 empty] | 1 - Product quality and specific measurement equipment |  |  |  | Débit | Réformé | Réformé | [9 empty] | FALSE |  | Standard leak
1176 | CEMI0050_Standard leak | Standard leak | CEMI0050 |  | No |  |  | M.MERCIER | M.MERCIER | unknown |  |  | M.MERCIER | No | [21 empty] | 1 - Product quality and specific measurement equipment |  |  |  | Débit | Réformé | Réformé | [9 empty] | FALSE |  | Standard leak
1177 | CEMI0051_Standard leak | Standard leak | CEMI0051 |  | No |  |  | M.MERCIER | M.MERCIER | unknown |  |  | M.MERCIER | No | [21 empty] | 1 - Product quality and specific measurement equipment |  |  |  | Débit | Réformé | Réformé | [9 empty] | FALSE |  | Standard leak
1178 | CEMI0052_Standard leak | Standard leak | CEMI0052 |  | No |  |  | M.MERCIER | M.MERCIER | unknown |  |  | M.MERCIER | No | [21 empty] | 1 - Product quality and specific measurement equipment |  |  |  | Débit | Réformé | Réformé | [9 empty] | FALSE |  | Standard leak
1179 | CEMI0053_Standard leak | Standard leak | CEMI0053 |  | No |  |  | M.MERCIER | M.MERCIER | unknown |  |  | M.MERCIER | No | [21 empty] | 1 - Product quality and specific measurement equipment |  |  |  | Débit | Réformé | Réformé | [9 empty] | FALSE |  | Standard leak
1180 | CEMI0054_Standard leak | Standard leak | CEMI0054 |  | No |  |  | M.MERCIER | M.MERCIER | unknown |  |  | M.MERCIER | No | [21 empty] | 1 - Product quality and specific measurement equipment |  |  |  | Débit | Réformé | Réformé | [9 empty] | FALSE |  | Standard leak
1181 | CEMI0055_Standard leak | Standard leak | CEMI0055 |  | No |  |  | M.MERCIER | M.MERCIER | unknown |  |  | M.MERCIER | No | [21 empty] | 1 - Product quality and specific measurement equipment |  |  |  | Débit | Réformé | Réformé | [9 empty] | FALSE |  | Standard leak
1182 | CEMI0056_Flame Ionization Detector (F.I.D.) | Flame Ionization Detector (F.I.D.) | CEMI0056 |  | No | HFID ppmC |  | M.MERCIER | M.MERCIER | EMI / Mini-SHED n°4 - [EMI-004] - 10021029 |  |  | M.MERCIER | No | [14 empty] | MEXA-1170HFID | UU3M4R0N |  |  |  |  | Out of date | 1 - Product quality and specific measurement equipment | 04/10/2022 00:00:00 |  |  | Chimie | 0-50 ppm C | ±0,5 % | [6 empty] | HFID ppmC |  |  | FALSE |  | Flame Ionization Detector (F.I.D.) |  |  | 04/10/2021 00:00:00 |  | 372
1183 | CEMI0057_Flame Ionization Detector (F.I.D.) | Flame Ionization Detector (F.I.D.) | CEMI0057 |  | No | HFID ppmC |  | M.MERCIER | M.MERCIER | EMI / Mini-SHED n°5 - [EMI-005] - 10021030 |  |  | M.MERCIER | No | [14 empty] | MEXA-1170HFID | 9D3E144U |  |  |  |  | Out of date | 1 - Product quality and specific measurement equipment | 05/10/2022 00:00:00 |  |  | Chimie | 0-50 ppm C | ±0,5 % | [6 empty] | HFID ppmC |  |  | FALSE |  | Flame Ionization Detector (F.I.D.) |  |  | 05/10/2021 00:00:00 |  | 372
1184 | CEMI0058_Flame Ionization Detector (F.I.D.) | Flame Ionization Detector (F.I.D.) | CEMI0058 |  | No | HFID ppmC |  | M.MERCIER | M.MERCIER | FEP Machinery / [EMI-0013] - 10023571 / [FEP-036] - 100211651 |  |  | M.MERCIER | No | [14 empty] | MEXA-1170HFID | N75CXSTN |  |  |  |  | Out of date | 1 - Product quality and specific measurement equipment | 07/10/2022 00:00:00 |  |  | Chimie | 0-500 ppm C | ±0,5 % | [6 empty] | HFID ppmC |  |  | FALSE |  | Flame Ionization Detector (F.I.D.) |  |  | 07/10/2021 00:00:00 |  | 372
1185 | CEMI0059_Temperature / humidity recorder | Temperature / humidity recorder | CEMI0059 |  | No |  |  | M.MERCIER | M.MERCIER | EMI #global area |  |  | M.MERCIER | No | [14 empty] | RS-172 | 180126225 |  |  |  |  | No calibration status | 3 - Not affecting quality equipment |  |  |  | Humidité | -10/+40 °C 0/100 %HR | [10 empty] | FALSE |  | Temperature / humidity recorder
1186 | CEMI0060_Flame Ionization Detector (F.I.D.) | Flame Ionization Detector (F.I.D.) | CEMI0060 |  | No | HFID ppmC |  | M.MERCIER | M.MERCIER | EMI / Mini-SHED n°7 - [EMI-007] - |  |  | M.MERCIER | No | [14 empty] | MEXA-1170HFID | RSSRAVB8 |  |  |  |  | Out of date | 1 - Product quality and specific measurement equipment | 07/10/2022 00:00:00 |  |  | Chimie | 0-50 ppm C | ±0,5 % | [6 empty] | HFID ppmC |  |  | FALSE |  | Flame Ionization Detector (F.I.D.) |  |  | 07/10/2021 00:00:00 |  | 372
1187 | CEMI0061_Mini-SHED n°7 - [EMI-007] - | Mini-SHED n°7 - [EMI-007] - | CEMI0061 |  | No | SHED chamber |  | M.MERCIER | M.MERCIER | EMI / Mini-SHED n°7 - [EMI-007] - |  |  | M.MERCIER | No | [14 empty] | WT 5.4 /+15 - 60 | 6022197250010 |  |  |  |  | Conform | 1 - Product quality and specific measurement equipment | 15/09/2023 09:46:53 |  |  | Température | 18/42 °C | ±1,5 °C | [6 empty] | SHED chamber |  |  | FALSE |  | Mini-SHED n°7 - [EMI-007] - |  |  | 15/09/2022 09:46:53 |  | 372
1188 | CEMI0062_Pressure sensor | Pressure sensor | CEMI0062 |  | No | Pressure sensor relative |  | M.MERCIER | M.MERCIER | EMI / Mini-SHED n°7 - [EMI-007] - |  |  | M.MERCIER | No | [14 empty] | CERABAR M | NC00CB01128 |  |  |  |  | Conform | 1 - Product quality and specific measurement equipment | 18/07/2024 09:34:17 |  |  | Pression | 970/1050 hPa | ±5 hPa | [6 empty] | Pressure sensor relative |  |  | FALSE |  | Pressure sensor |  |  | 18/07/2022 09:34:17 |  | 744
1189 | CEMI0063_Pressure sensor | Pressure sensor | CEMI0063 |  | No | Pressure sensor Absolute |  | M.MERCIER | M.MERCIER | EMI / Mini-SHED n°7 - [EMI-007] - |  |  | M.MERCIER | No | [14 empty] | CERABAR M | NC00CC01128 |  |  |  |  | Conform | 1 - Product quality and specific measurement equipment | 18/07/2024 09:50:57 |  |  | Pression | 800/1200 hPa | ±5 hPa | [6 empty] | Pressure sensor Absolute |  |  | FALSE |  | Pressure sensor |  |  | 18/07/2022 09:50:57 |  | 744
1190 | CEMI0064_Gas meter | Gas meter | CEMI0064 |  | No |  |  | M.MERCIER | M.MERCIER | EMI / Mini-SHED n°7 - [EMI-007] - |  |  | M.MERCIER | No | [14 empty] | G6 RF1 | 3382191 |  |  |  |  | No calibration status | 3 - Not affecting quality equipment |  |  |  | Débit | 400/700 L | ±1 %RV | [9 empty] | FALSE |  | Gas meter
1191 | CEMI0065_Torquemeter | Torquemeter | CEMI0065 |  | No |  |  | ??? | ??? | Armoire A-SCR-02 |  |  | ??? | No | [14 empty] | a.402 | G050161 |  |  |  |  | Conform | 1 - Product quality and specific measurement equipment | 22/03/2024 15:48:27 |  |  | Couple | 0,5 / 2,5 Nm | ±6 %RV | [9 empty] | FALSE |  | Torquemeter |  |  | 22/03/2022 15:48:27 |  | 744
1192 | CEMI0066_Flame Ionization Detector (F.I.D.) | Flame Ionization Detector (F.I.D.) | CEMI0066 |  | No | HFID ppmC |  | M.MERCIER | M.MERCIER | FEP Machinery / FEP-051 (ORVR 2) |  |  | M.MERCIER | No | [14 empty] | MEXA-1170HFID | UAENUBY1 |  |  |  |  | Out of date | 1 - Product quality and specific measurement equipment | 08/10/2022 00:00:00 |  |  | Chimie | 0-500 ppm C | ±0,5 % | [6 empty] | HFID ppmC |  |  | FALSE |  | Flame Ionization Detector (F.I.D.) |  |  | 08/07/2021 00:00:00 |  | 465
1193 | CEPE0001_Climatic chamber | Climatic chamber | CEPE0001 |  | No |  |  | L.SALAUN | L.SALAUN | LABORATOIRE DEVELOPPEMENT / EPE / FEP-020 SIMTEC 20 Hz |  |  | L.SALAUN | No | [20 empty] | Conform | 1 - Product quality and specific measurement equipment | 09/05/2023 09:54:33 |  |  | Température | 20/55 °C | ±2 °C | [9 empty] | FALSE |  | Climatic chamber |  |  | 09/05/2022 09:54:33 |  | 372
1194 | CEPE0002_Pressure sensor | Pressure sensor | CEPE0002 |  | No |  |  | L.SALAUN | L.SALAUN | LABORATOIRE DEVELOPPEMENT / EPE / FEP-020 SIMTEC 20 Hz |  |  | L.SALAUN | No | [20 empty] | No calibration status | 3 - Not affecting quality equipment |  |  |  | Pression | Approach Device | Approach Device | [9 empty] | FALSE |  | Pressure sensor
1195 | CEPE0003_Pressure sensor | Pressure sensor | CEPE0003 |  | No |  |  | L.SALAUN | L.SALAUN | LABORATOIRE DEVELOPPEMENT / EPE / FEP-020 SIMTEC 20 Hz |  |  | L.SALAUN | No | [20 empty] | Non-conforme | 1 - Product quality and specific measurement equipment |  |  |  | Pression | Perdu | Perdu | [9 empty] | FALSE |  | Pressure sensor
1196 | CEPE0004_Volumeter | Volumeter | CEPE0004 |  | No |  |  | L.SALAUN | L.SALAUN | LABORATOIRE DEVELOPPEMENT / EPE / CANNE VIDE FUT |  |  | L.SALAUN | No | [21 empty] | 1 - Product quality and specific measurement equipment |  |  |  | Débit | Réformé | Réformé | [9 empty] | FALSE |  | Volumeter
1197 | CEPE0005_Chronometer | Chronometer | CEPE0005 |  | No |  |  | L.SALAUN | L.SALAUN | LABORATOIRE DEVELOPPEMENT / FEP / EPE-015 (BANC DE MOUSSAGE) |  |  | L.SALAUN | No | [20 empty] | Conform | 1 - Product quality and specific measurement equipment | 10/05/2023 10:13:44 |  |  | Temps-Fréquence | 0/15 min | ±1 s | [9 empty] | FALSE |  | Chronometer |  |  | 10/05/2021 10:13:44 |  | 744
1198 | CEPE0006_Pressure gauge | Pressure gauge | CEPE0006 |  | No |  |  | L.SALAUN | L.SALAUN | LABORATOIRE DEVELOPPEMENT / FEP / EPE-015 (BANC DE MOUSSAGE) |  |  | L.SALAUN | No | [14 empty] | M00-V302-O-5-0K0-400-1-1-2-1-000 | 1000011904 |  |  |  |  | Conform | 1 - Product quality and specific measurement equipment | 01/06/2023 11:04:13 |  |  | Pression | -1/+3 bar | ±10 mbar | [9 empty] | FALSE |  | Pressure gauge |  |  | 01/06/2021 11:04:13 |  | 744
1199 | CEPE0007_Soaking room | Soaking room | CEPE0007 |  | No |  |  | L.SALAUN | L.SALAUN | LABORATOIRE DEVELOPPEMENT / EPE / EPE-014 |  |  | L.SALAUN | No | [21 empty] | 1 - Product quality and specific measurement equipment |  |  |  | Température | 20/80 °C | Approach device | [9 empty] | FALSE |  | Soaking room
1200 | CEPE0008_Enceinte thermostatique | Enceinte thermostatique | CEPE0008 |  | No |  |  | D.GORGIEVSKI | D.GORGIEVSKI | IVC / IVC / EPE-09\ IVC |  |  | D.GORGIEVSKI | No | [14 empty] | MTHO-47 | 2004031 |  |  |  |  | Conform | 1 - Product quality and specific measurement equipment | 19/08/2023 16:37:29 |  |  | Température | 55°C | ± 5°C | [9 empty] | FALSE |  | Enceinte thermostatique |  |  | 19/08/2019 16:37:29 |  | 1488
1201 | CEPE0010_RVP measuring device | RVP measuring device | CEPE0010 |  | No |  |  | L.SALAUN | L.SALAUN | LABORATOIRE DEVELOPPEMENT / FEP / Table |  |  | L.SALAUN | No | [14 empty] | MINIVAP VPS | 2173-08-16 |  |  |  |  | Conform | 1 - Product quality and specific measurement equipment | 16/06/2023 15:26:06 |  |  | Pression | 0/20 Psi | ±0,2 Psi | [9 empty] | FALSE |  | RVP measuring device |  |  | 16/06/2022 15:26:06 |  | 372
1202 | CEPE0011_Pressure gauge | Pressure gauge | CEPE0011 |  | No |  |  | L.SALAUN | L.SALAUN | LABORATOIRE DEVELOPPEMENT / EPE / FEP-037 (banc moussage)RVP? |  |  | L.SALAUN | No | [14 empty] | MINIVAP VPSH | 11-09-237 | [5 empty] | 1 - Product quality and specific measurement equipment |  |  |  | Pression | Réformé | Réformé | [9 empty] | FALSE |  | Pressure gauge
1203 | CEPE0012_RVP measuring device | RVP measuring device | CEPE0012 |  | No |  |  | L.SALAUN | L.SALAUN | LABORATOIRE DEVELOPPEMENT / EPE / EPE-012 (RVP) |  |  | L.SALAUN | No | [14 empty] | MINIVAP | 11-09-237 |  |  |  |  | Out of date | 1 - Product quality and specific measurement equipment | 16/12/2022 13:26:50 |  |  | Température | 0/20 Psi | ±0,2 Psi | [9 empty] | FALSE |  | RVP measuring device |  |  | 16/12/2021 13:26:50 |  | 372
1204 | CEPE0013_Chronometer | Chronometer | CEPE0013 |  | No |  |  | L.SALAUN | L.SALAUN | LABORATOIRE DEVELOPPEMENT / EPE / FEP-037 (banc moussage)RVP? |  |  | L.SALAUN | No | [21 empty] | 1 - Product quality and specific measurement equipment |  |  |  | Temps-Fréquence | Réformé | Réformé | [9 empty] | FALSE |  | Chronometer
1205 | CEPE0014_Gas flowmeter | Gas flowmeter | CEPE0014 |  | No |  |  | L.SALAUN | L.SALAUN | LABORATOIRE DEVELOPPEMENT / EPE / FEP-020 SIMTEC 20 Hz |  |  | L.SALAUN | No | [14 empty] | / | SLA5853S2B2C2A1 |  |  |  |  | Conform | 1 - Product quality and specific measurement equipment | 04/05/2023 16:13:33 |  |  | Débit | 0/100 L/min | ±1 %FS | [9 empty] | FALSE |  | Gas flowmeter |  |  | 04/05/2021 16:13:33 |  | 744
1206 | CEPE0015_Scanner | Scanner | CEPE0015 |  | No |  |  | L.SALAUN | L.SALAUN | LABORATOIRE DEVELOPPEMENT / EPE / Moyen de déformation ACTIRIS |  |  | L.SALAUN | No | [15 empty] | 710075 | [5 empty] | 1 - Product quality and specific measurement equipment |  |  |  | Dimensionnel | Réformé | Réformé | [9 empty] | FALSE |  | Scanner
1207 | CEPE0016_Multimeter | Multimeter | CEPE0016 |  | No |  |  | L.SALAUN | L.SALAUN | LABORATOIRE DEVELOPPEMENT / EPE / Armoire |  |  | L.SALAUN | No | [14 empty] | mx57ex | [6 empty] | 1 - Product quality and specific measurement equipment |  |  |  | Electricité | 0/500 Ohm; 0/5 kOhm; 0/50 V DC; 0/500 mA DC | ±0,1 Ohm; ±1 Ohm; ±20 mV; ±1 mA | [9 empty] | FALSE |  | Multimeter
1208 | CEPE0022_Inclinometer | Inclinometer | CEPE0022 |  | No |  |  | L.SALAUN | L.SALAUN | LABORATOIRE DEVELOPPEMENT / EPE / A-ATEX-04 |  |  | L.SALAUN | No | [15 empty] | 15030300058 |  |  |  |  | Conform | 1 - Product quality and specific measurement equipment | 06/12/2023 00:00:00 |  |  | Dimensionnel | 0/90 ° | ±0,10 ° | [9 empty] | FALSE |  | Inclinometer |  |  | 06/12/2021 00:00:00 |  | 744
1209 | CEPE0023_Pressure sensor | Pressure sensor | CEPE0023 |  | No |  |  | L.SALAUN | L.SALAUN | LABORATOIRE DEVELOPPEMENT / EPE / FEP-020 SIMTEC 20 Hz |  |  | L.SALAUN | No | [21 empty] | 1 - Product quality and specific measurement equipment |  |  |  | Pression | -400/+400 mbar | ±0,5 mbar | [9 empty] | FALSE |  | Pressure sensor
1210 | CEPE0024_Gas flowmeter | Gas flowmeter | CEPE0024 |  | No |  |  | L.SALAUN | L.SALAUN | LABORATOIRE DEVELOPPEMENT / EPE / FEP-020 SIMTEC 20 Hz |  |  | L.SALAUN | No | [20 empty] | No calibration status | 3 - Not affecting quality equipment |  |  |  | Débit | 7,1/283 L/min | Approach device | [9 empty] | FALSE |  | Gas flowmeter
1211 | CEPE0025_Gas flowmeter | Gas flowmeter | CEPE0025 |  | No |  |  | L.SALAUN | L.SALAUN | LABORATOIRE DEVELOPPEMENT / EPE / FEP-020 SIMTEC 20 Hz |  |  | L.SALAUN | No | [14 empty] | F-103DI-AGD-44-K | M17217005 |  |  |  |  | Conform | 1 - Product quality and specific measurement equipment |  |  |  | Débit | 0/150 L/min | ±45 L/min | [9 empty] | FALSE |  | Gas flowmeter |  |  | 18/12/2017 11:39:50 |  | 744
1212 | CEPE0026_Scale | Scale | CEPE0026 |  | No |  |  | L.SALAUN | L.SALAUN | LABORATOIRE DEVELOPPEMENT / FEP / FEP-011 |  |  | L.SALAUN | No | [14 empty] | DFW06 | 100415859 |  |  |  |  | Conform | 1 - Product quality and specific measurement equipment | 14/04/2024 08:46:08 |  |  | Masse | 0/300 kg | ±50 g | [9 empty] | FALSE |  | Scale |  |  | 14/04/2022 08:46:08 |  | 744
1213 | CEPE0027_Volumeter | Volumeter | CEPE0027 |  | No |  |  | L.SALAUN | L.SALAUN | LABORATOIRE DEVELOPPEMENT / EPE / FEP-020 SIMTEC 20 Hz |  |  | L.SALAUN | No | [20 empty] | No calibration status | 3 - Not affecting quality equipment |  |  |  | Débit | Approach device | Approach device | [9 empty] | FALSE |  | Volumeter
1214 | CEPE0028_Pressure sensor | Pressure sensor | CEPE0028 |  | No |  |  | L.SALAUN | L.SALAUN | LABORATOIRE DEVELOPPEMENT / EPE / FEP-020 SIMTEC 20 Hz |  |  | L.SALAUN | No | [20 empty] | Conform | 1 - Product quality and specific measurement equipment | 26/04/2024 15:51:05 |  |  | Pression | -400/+400 mbar | ±0,5 mbar | [9 empty] | FALSE |  | Pressure sensor |  |  | 26/04/2022 15:51:05 |  | 744
1215 | CEPE0029_Scale | Scale | CEPE0029 |  | No |  |  | L.SALAUN | L.SALAUN | LABORATOIRE DEVELOPPEMENT / FEP / EPE-015 |  |  | L.SALAUN | No | [15 empty] | 100468729 |  |  |  |  | Out of date | 1 - Product quality and specific measurement equipment | 12/01/2023 15:59:05 |  |  | Masse | 0/30 kg | ±1 g | [9 empty] | FALSE |  | Scale |  |  | 12/01/2021 15:59:05 |  | 744
1216 | CEPE0030_Thickness gauge | Thickness gauge | CEPE0030 |  | No |  |  | L.SALAUN | L.SALAUN | LABORATOIRE DEVELOPPEMENT / EPE / A-ATEX-04 |  |  | L.SALAUN | No | [20 empty] | Conform | 1 - Product quality and specific measurement equipment |  |  |  | Dimensionnel | 0/100 mm | ±4 µm | [9 empty] | FALSE |  | Thickness gauge |  |  | 14/02/2017 00:00:00 |  | 99999
1217 | CEPE0031_Volumeter | Volumeter | CEPE0031 |  | No |  |  | L.SALAUN | L.SALAUN | LABORATOIRE DEVELOPPEMENT / EPE / Canne vide-fut |  |  | L.SALAUN | No | [21 empty] | 1 - Product quality and specific measurement equipment |  |  |  | Débit | 0/120 L | ±1 %RV | [9 empty] | FALSE |  | Volumeter
1218 | CEPE0032_Gas flowmeter | Gas flowmeter | CEPE0032 |  | No |  |  | L.SALAUN | L.SALAUN | LABORATOIRE DEVELOPPEMENT / FEP / A-ATEX-03 |  |  | L.SALAUN | No | [14 empty] | VF563A | 12253 |  |  |  |  | Conform | 1 - Product quality and specific measurement equipment | 02/12/2023 15:00:00 |  |  | Débit | 7,1/283 L/min | ±2 %FS | [9 empty] | FALSE |  | Gas flowmeter |  |  | 02/12/2021 15:00:00 |  | 744
1219 | CEPE0033_Gas flowmeter | Gas flowmeter | CEPE0033 |  | No |  |  | L.SALAUN | L.SALAUN | LABORATOIRE DEVELOPPEMENT / EPE / FEP-020 SIMTEC 20 Hz |  |  | L.SALAUN | No | [14 empty] | VF563A | 12335 |  |  |  |  | Conform | 1 - Product quality and specific measurement equipment | 28/12/2024 00:00:00 |  |  | Débit | 7,1/283 L/min | ±2 %FS | [9 empty] | FALSE |  | Gas flowmeter |  |  | 28/06/2022 00:00:00 |  | 930
1220 | CEPE0034_Scanner | Scanner | CEPE0034 |  | No |  |  | L.SALAUN | L.SALAUN | LABORATOIRE DEVELOPPEMENT / EPE / Moyen de déformation ACTIRIS |  |  | L.SALAUN | No | [14 empty] | C-track 780 | 703100 |  |  |  |  | Conform | 1 - Product quality and specific measurement equipment |  |  |  | Dimensionnel | According Manufacturer SpecTo be defined | According Manufacturer SpecTo be defined | [9 empty] | FALSE |  | Scanner |  |  | 08/11/2017 11:18:54 |  | 372
1221 | CEPE0035_Field meter | Field meter | CEPE0035 |  | No |  |  | L.SALAUN | L.SALAUN | LABORATOIRE DEVELOPPEMENT / EPE / A-ATEX-02 |  |  | L.SALAUN | No | [14 empty] | 257D | 72313 |  |  |  |  | Conform | 1 - Product quality and specific measurement equipment |  |  |  | Electricité | -20/+20 kV | ± 5% RV | [9 empty] | FALSE |  | Field meter |  |  | 04/01/2021 15:39:41 |  | 744
1222 | CEPE0036_Field meter | Field meter | CEPE0036 |  | No |  |  | L.SALAUN | L.SALAUN | LABORATOIRE DEVELOPPEMENT / EPE / A-ATEX-02 |  |  | L.SALAUN | No | [14 empty] | 257D | 74314 |  |  |  |  | Out of date | 1 - Product quality and specific measurement equipment | 28/10/2022 00:00:00 |  |  | Electricité | -20/+20 kV | ± 5% RV | [9 empty] | FALSE |  | Field meter |  |  | 28/10/2020 00:00:00 |  | 744
1223 | CEPE0037_Coulombmeter | Coulombmeter | CEPE0037 |  | No |  |  | L.SALAUN | L.SALAUN | LABORATOIRE DEVELOPPEMENT / EPE / A-ATEX-02 |  |  | L.SALAUN | No | [15 empty] | 759 |  |  |  |  | No calibration status | 3 - Not affecting quality equipment |  |  |  | Electricité | 0/1999 nC | Approach device | [9 empty] | FALSE |  | Coulombmeter
1224 | CEPE0038_Picoammeter | Picoammeter | CEPE0038 |  | No |  |  | L.SALAUN | L.SALAUN | LABORATOIRE DEVELOPPEMENT / EPE / A-ATEX-02 |  |  | L.SALAUN | No | [15 empty] | 4380864 |  |  |  |  | Conform | 1 - Product quality and specific measurement equipment | 04/08/2024 15:47:02 |  |  | Electricité | 20 µA à 20 mA | ± 1 nA | [9 empty] | FALSE |  | Picoammeter |  |  | 04/08/2022 15:47:02 |  | 744
1225 | CEPE0039_Field meter + Display | Field meter + Display | CEPE0039 |  | No |  |  | L.SALAUN | L.SALAUN | LABORATOIRE DEVELOPPEMENT / EPE / A-ATEX-02 |  |  | L.SALAUN | No | [14 empty] | 257D | 160347/54877 |  |  |  |  | Out of date | 1 - Product quality and specific measurement equipment | 28/10/2022 14:06:51 |  |  | Electricité | -20/+20 kV | ± 5% RV | [9 empty] | FALSE |  | Field meter + Display |  |  | 28/10/2020 14:06:51 |  | 744
1226 | CEPE0040_Display of Field meter | Display of Field meter | CEPE0040 |  | No |  |  | L.SALAUN | L.SALAUN | LABORATOIRE DEVELOPPEMENT / EPE / A-ATEX-02 |  |  | L.SALAUN | No | [14 empty] | 257D | 160346 |  |  |  |  | Out of date | 1 - Product quality and specific measurement equipment | 29/10/2022 00:00:00 |  |  | Electricité | -20/+20 kV | ± 5% RV | [9 empty] | FALSE |  | Display of Field meter |  |  | 29/10/2020 00:00:00 |  | 744
1227 | CEPE0041_Field meter | Field meter | CEPE0041 |  | No |  |  | L.SALAUN | L.SALAUN | LABORATOIRE DEVELOPPEMENT / EPE / A-ATEX-02 |  |  | L.SALAUN | No | [14 empty] | 1036F-5 | 72966 |  |  |  |  | Out of date | 1 - Product quality and specific measurement equipment | 29/10/2022 00:00:00 |  |  | Electricité | -20/+20 kV | ± 5% RV | [9 empty] | FALSE |  | Field meter |  |  | 29/10/2020 00:00:00 |  | 744
1228 | CEPE0042_Field meter | Field meter | CEPE0042 |  | No |  |  | L.SALAUN | L.SALAUN | LABORATOIRE DEVELOPPEMENT / EPE / A-ATEX-02 |  |  | L.SALAUN | No | [14 empty] | 1036F-5 | 73216 |  |  |  |  | Conform | 1 - Product quality and specific measurement equipment |  |  |  | Electricité | -20/+20 kV | ± 5% RV | [9 empty] | FALSE |  | Field meter |  |  | 04/01/2021 00:00:00 |  | 744
1229 | CEPE0043_Graduated test tube | Graduated test tube | CEPE0043 |  | No |  |  | L.SALAUN | L.SALAUN | LABORATOIRE DEVELOPPEMENT / FEP / EPE-015 |  |  | L.SALAUN | No | [15 empty] | / |  |  |  |  | No calibration status | 3 - Not affecting quality equipment |  |  |  | - | 250 mL | aproch device | [9 empty] | FALSE |  | Graduated test tube
1230 | CEPE0044_Graduated test tube | Graduated test tube | CEPE0044 |  | No |  |  | L.SALAUN | L.SALAUN | LABORATOIRE DEVELOPPEMENT / EPE / R.GRIMEAU |  |  | L.SALAUN | No | [15 empty] | / |  |  |  |  | No calibration status | 3 - Not affecting quality equipment |  |  |  | - | 250 mL | aproch device | [9 empty] | FALSE |  | Graduated test tube
1231 | CEPE0045_Graduated test tube | Graduated test tube | CEPE0045 |  | No |  |  | L.SALAUN | L.SALAUN | LABORATOIRE DEVELOPPEMENT / EPE / R.GRIMEAU |  |  | L.SALAUN | No | [20 empty] | No calibration status | 3 - Not affecting quality equipment |  |  |  | - | 250 mL | aproch device | [9 empty] | FALSE |  | Graduated test tube
1232 | CEPE0046_Graduated test tube | Graduated test tube | CEPE0046 |  | No |  |  | L.SALAUN | L.SALAUN | LABORATOIRE DEVELOPPEMENT / EPE / R.GRIMEAU |  |  | L.SALAUN | No | [20 empty] | No calibration status | 3 - Not affecting quality equipment |  |  |  | - | 250 mL | aproch device | [9 empty] | FALSE |  | Graduated test tube
1233 | CEPE0047_Graduated test tube | Graduated test tube | CEPE0047 |  | No |  |  | L.SALAUN | L.SALAUN | LABORATOIRE DEVELOPPEMENT / EPE / R.GRIMEAU |  |  | L.SALAUN | No | [20 empty] | No calibration status | 3 - Not affecting quality equipment |  |  |  | - | 250 mL | aproch device | [9 empty] | FALSE |  | Graduated test tube
1234 | CEPE0048_Graduated test tube | Graduated test tube | CEPE0048 |  | No |  |  | L.SALAUN | L.SALAUN | LABORATOIRE DEVELOPPEMENT / EPE / R.GRIMEAU |  |  | L.SALAUN | No | [20 empty] | No calibration status | 3 - Not affecting quality equipment |  |  |  | - | 100 mL | aproch device | [9 empty] | FALSE |  | Graduated test tube
1235 | CEPE0049_Graduated test tube | Graduated test tube | CEPE0049 |  | No |  |  | L.SALAUN | L.SALAUN | LABORATOIRE DEVELOPPEMENT / EPE / R.GRIMEAU |  |  | L.SALAUN | No | [20 empty] | No calibration status | 3 - Not affecting quality equipment |  |  |  | - | 100 mL | aproch device | [9 empty] | FALSE |  | Graduated test tube
1236 | CEPE0050_Graduated test tube | Graduated test tube | CEPE0050 |  | No |  |  | L.SALAUN | L.SALAUN | LABORATOIRE DEVELOPPEMENT / EPE / R.GRIMEAU |  |  | L.SALAUN | No | [20 empty] | No calibration status | 3 - Not affecting quality equipment |  |  |  | - | 100 mL | aproch device | [9 empty] | FALSE |  | Graduated test tube
1237 | CEPE0051_Graduated test tube | Graduated test tube | CEPE0051 |  | No |  |  | L.SALAUN | L.SALAUN | LABORATOIRE DEVELOPPEMENT / EPE / R.GRIMEAU |  |  | L.SALAUN | No | [20 empty] | No calibration status | 3 - Not affecting quality equipment |  |  |  | - | 100 mL | aproch device | [9 empty] | FALSE |  | Graduated test tube
1238 | CEPE0052_Graduated test tube | Graduated test tube | CEPE0052 |  | No |  |  | L.SALAUN | L.SALAUN | LABORATOIRE DEVELOPPEMENT / EPE / R.GRIMEAU |  |  | L.SALAUN | No | [20 empty] | No calibration status | 3 - Not affecting quality equipment |  |  |  | - | 100 mL | aproch device | [9 empty] | FALSE |  | Graduated test tube
1239 | CEPE0053_Graduated test tube | Graduated test tube | CEPE0053 |  | No |  |  | L.SALAUN | L.SALAUN | LABORATOIRE DEVELOPPEMENT / EPE / R.GRIMEAU |  |  | L.SALAUN | No | [20 empty] | No calibration status | 3 - Not affecting quality equipment |  |  |  | - | 500 mL | aproch device | [9 empty] | FALSE |  | Graduated test tube
1240 | CEPE0054_Graduated test tube | Graduated test tube | CEPE0054 |  | No |  |  | L.SALAUN | L.SALAUN | LABORATOIRE DEVELOPPEMENT / EPE / R.GRIMEAU |  |  | L.SALAUN | No | [20 empty] | No calibration status | 3 - Not affecting quality equipment |  |  |  | - | 500 mL | aproch device | [9 empty] | FALSE |  | Graduated test tube
1241 | CEPE0055_Graduated test tube | Graduated test tube | CEPE0055 |  | No |  |  | L.SALAUN | L.SALAUN | LABORATOIRE DEVELOPPEMENT / EPE / R.GRIMEAU |  |  | L.SALAUN | No | [20 empty] | No calibration status | 3 - Not affecting quality equipment |  |  |  | - | 500 mL | aproch device | [9 empty] | FALSE |  | Graduated test tube
1242 | CEPE0056_Graduated test tube | Graduated test tube | CEPE0056 |  | No |  |  | L.SALAUN | L.SALAUN | LABORATOIRE DEVELOPPEMENT / EPE / R.GRIMEAU |  |  | L.SALAUN | No | [20 empty] | No calibration status | 3 - Not affecting quality equipment |  |  |  | - | 500 mL | aproch device | [9 empty] | FALSE |  | Graduated test tube
1243 | CEPE0057_Graduated test tube | Graduated test tube | CEPE0057 |  | No |  |  | L.SALAUN | L.SALAUN | LABORATOIRE DEVELOPPEMENT / EPE / R.GRIMEAU |  |  | L.SALAUN | No | [20 empty] | No calibration status | 3 - Not affecting quality equipment |  |  |  | - | 500 mL | aproch device | [9 empty] | FALSE |  | Graduated test tube
1244 | CEPE0058_Ruler | Ruler | CEPE0058 |  | No |  |  | L.SALAUN | L.SALAUN | LABORATOIRE DEVELOPPEMENT / EPE / A-ATEX-03 |  |  | L.SALAUN | No | [14 empty] | 1682150 | [5 empty] | No calibration status | 3 - Not affecting quality equipment |  |  |  | Dimensionnel | 0/15 cm | aproch device | [9 empty] | FALSE |  | Ruler
1245 | CEPE0059_Ruler | Ruler | CEPE0059 |  | No |  |  | L.SALAUN | L.SALAUN | LABORATOIRE DEVELOPPEMENT / EPE / A-ATEX-03 |  |  | L.SALAUN | No | [20 empty] | No calibration status | 3 - Not affecting quality equipment |  |  |  | Dimensionnel | 0/30 cm | aproch device | [9 empty] | FALSE |  | Ruler
1246 | CEPE0060_Ruler | Ruler | CEPE0060 |  | No |  |  | L.SALAUN | L.SALAUN | LABORATOIRE DEVELOPPEMENT / EPE / A-ATEX-03 |  |  | L.SALAUN | No | [14 empty] | 1682200 | [5 empty] | No calibration status | 3 - Not affecting quality equipment |  |  |  | Dimensionnel | 0/20 cm | aproch device | [9 empty] | FALSE |  | Ruler
1247 | CEPE0061_Pressure sensor | Pressure sensor | CEPE0061 |  | No |  |  | L.SALAUN | L.SALAUN | LABORATOIRE DEVELOPPEMENT / EPE / A-ATEX-01 |  |  | L.SALAUN | No | [14 empty] | unik 5000 | 5584748 | [5 empty] | 1 - Product quality and specific measurement equipment |  |  |  | Pression | -500/+500 mbar | ±4 mbar | [9 empty] | FALSE |  | Pressure sensor
1248 | CEPE0062_Pressure sensor | Pressure sensor | CEPE0062 |  | No |  |  | L.SALAUN | L.SALAUN | LABORATOIRE DEVELOPPEMENT / EPE / A-ATEX-01 |  |  | L.SALAUN | No | [14 empty] | unik 5000 | 5584747 |  |  |  |  | Conform | 1 - Product quality and specific measurement equipment | 06/09/2023 15:07:55 |  |  | Pression | -400/+400 mbar | ±2 mbar | [9 empty] | FALSE |  | Pressure sensor |  |  | 06/09/2021 15:07:55 |  | 744
1249 | CEPE0063_Pressure sensor | Pressure sensor | CEPE0063 |  | No |  |  | L.SALAUN | L.SALAUN | LABORATOIRE DEVELOPPEMENT / EPE / A-ATEX-01 |  |  | L.SALAUN | No | [14 empty] | unik 5000 | 5584746 |  |  |  |  | Conform | 1 - Product quality and specific measurement equipment | 08/03/2024 10:18:12 |  |  | Pression | -400/+400 mbar | ±2 mbar | [9 empty] | FALSE |  | Pressure sensor |  |  | 08/03/2022 10:18:12 |  | 744
1250 | CEPE0064_Pressure sensor | Pressure sensor | CEPE0064 |  | No |  |  | L.SALAUN | L.SALAUN | LABORATOIRE DEVELOPPEMENT / EPE / FEP-020 SIMTEC 20 Hz |  |  | L.SALAUN | No | [15 empty] | 5602704 |  |  |  |  | Conform | 1 - Product quality and specific measurement equipment | 26/04/2024 14:50:56 |  |  | Pression | -400/+400 mbar | ±0,5 mbar | [9 empty] | FALSE |  | Pressure sensor |  |  | 26/04/2022 14:50:56 |  | 744
1251 | CEPE0065_Pressure sensor | Pressure sensor | CEPE0065 |  | No |  |  | L.SALAUN | L.SALAUN | LABORATOIRE DEVELOPPEMENT / EPE / FEP-020 SIMTEC 20 Hz |  |  | L.SALAUN | No | [15 empty] | 5611153 |  |  |  |  | Conform | 1 - Product quality and specific measurement equipment | 24/02/2024 00:00:00 |  |  | Pression | 0/10 bar | ±20 mbar | [9 empty] | FALSE |  | Pressure sensor |  |  | 24/02/2022 00:00:00 |  | 744
1252 | CEPE0066_Pressure sensor | Pressure sensor | CEPE0066 |  | No |  |  | L.SALAUN | L.SALAUN | LABORATOIRE DEVELOPPEMENT / EPE / A-ATEX-01 |  |  | L.SALAUN | No | [14 empty] | unik 5000 | 5611852 |  |  |  |  | Conform | 1 - Product quality and specific measurement equipment | 17/08/2024 16:02:45 |  |  | Pression | -100/ 400 mbar | ±0,5 mbar | [9 empty] | FALSE |  | Pressure sensor |  |  | 17/08/2022 16:02:45 |  | 744
1253 | CEPE0067_Pressure sensor | Pressure sensor | CEPE0067 |  | No |  |  | L.SALAUN | L.SALAUN | LABORATOIRE DEVELOPPEMENT / EPE / A-ATEX-01 |  |  | L.SALAUN | No | [14 empty] | unik 5000 | 5611851 |  |  |  |  | Non-conforme | 1 - Product quality and specific measurement equipment |  |  |  | Pression | -100/ 400 mbar | ±0,5 mbar | [9 empty] | FALSE |  | Pressure sensor
1254 | CEPE0068_Pressure sensor | Pressure sensor | CEPE0068 |  | No |  |  | L.SALAUN | L.SALAUN | LABORATOIRE DEVELOPPEMENT / EPE / armoire |  |  | L.SALAUN | No | [14 empty] | unik 5000 | 56611853 |  |  |  |  | Conform | 1 - Product quality and specific measurement equipment | 08/03/2024 10:06:35 |  |  | Pression | -500/ 500 mbar | ±2 mbar | [9 empty] | FALSE |  | Pressure sensor |  |  | 08/03/2022 10:06:35 |  | 744
1255 | CEPE0069_Pressure sensor | Pressure sensor | CEPE0069 |  | No |  |  | L.SALAUN | L.SALAUN | LABORATOIRE DEVELOPPEMENT / FEP / FEP-027 (station 1) |  |  | L.SALAUN | No | [14 empty] | unik 5000 | 5611154 | [5 empty] | 1 - Product quality and specific measurement equipment |  |  |  | Pression | 0/ 10 mbar | ±20 mbar | [9 empty] | FALSE |  | Pressure sensor
1256 | CEPE0070_Pressure sensor | Pressure sensor | CEPE0070 |  | No |  |  | L.SALAUN | L.SALAUN | LABORATOIRE DEVELOPPEMENT / EPE / armoire |  |  | L.SALAUN | No | [14 empty] | unik 5000 | 5608463 | [5 empty] | 1 - Product quality and specific measurement equipment |  |  |  | Pression | 0/ 100 mbar | ±0,5 mbar | [9 empty] | FALSE |  | Pressure sensor
1257 | CEPE0071_Pressure sensor | Pressure sensor | CEPE0071 |  | No |  |  | L.SALAUN | L.SALAUN | LABORATOIRE DEVELOPPEMENT / EPE / A-ATEX-01 |  |  | L.SALAUN | No | [14 empty] | unik 5000 | 5611853 |  |  |  |  | Conform | 1 - Product quality and specific measurement equipment | 06/08/2023 10:54:43 |  |  | Pression | -500/ 500 mbar | ±2 mbar | [9 empty] | FALSE |  | Pressure sensor |  |  | 05/03/2020 10:54:43 |  | 744
1258 | CEPE0072_Pressure sensor | Pressure sensor | CEPE0072 |  | No |  |  | L.SALAUN | L.SALAUN | LABORATOIRE DEVELOPPEMENT / EPE / A-ATEX-01 |  |  | L.SALAUN | No | [14 empty] | PTX 5072 | 5743285 |  |  |  |  | Conform | 1 - Product quality and specific measurement equipment | 31/03/2024 11:13:48 |  |  | Pression | -1/+1 bar | ±10 mbar | [9 empty] | FALSE |  | Pressure sensor |  |  | 31/03/2022 11:13:48 |  | 744
1259 | CEPE0073_Pressure sensor | Pressure sensor | CEPE0073 |  | No |  |  | L.SALAUN | L.SALAUN | LABORATOIRE DEVELOPPEMENT / EPE / A-ATEX-01 |  |  | L.SALAUN | No | [14 empty] | PTX 5072 | 5758505 |  |  |  |  | Conform | 1 - Product quality and specific measurement equipment | 21/04/2024 00:00:00 |  |  | Pression | -500/+500 mbar | ±4 mbar | [9 empty] | FALSE |  | Pressure sensor |  |  | 21/04/2022 00:00:00 |  | 744
1260 | CEPE0074_Pressure sensor | Pressure sensor | CEPE0074 |  | No |  |  | L.SALAUN | L.SALAUN | LABORATOIRE DEVELOPPEMENT / EPE / A-ATEX-01 |  |  | L.SALAUN | No | [14 empty] | PTX 5072 | 5758552 |  |  |  |  | Conform | 1 - Product quality and specific measurement equipment | 21/04/2024 11:49:51 |  |  | Pression | -500/+500 mbar | ±4 mbar | [9 empty] | FALSE |  | Pressure sensor |  |  | 21/04/2022 11:49:51 |  | 744
1261 | CEPE0075_Pressure sensor | Pressure sensor | CEPE0075 |  | No |  |  | L.SALAUN | L.SALAUN | LABORATOIRE DEVELOPPEMENT / EPE / A-ATEX-01 |  |  | L.SALAUN | No | [14 empty] | PTX 5072 | 5758554 |  |  |  |  | Conform | 1 - Product quality and specific measurement equipment | 21/04/2024 11:51:07 |  |  | Pression | -500/+500 mbar | ±4 mbar | [9 empty] | FALSE |  | Pressure sensor |  |  | 21/04/2022 11:51:07 |  | 744
1262 | CEPE0076_Pressure sensor | Pressure sensor | CEPE0076 |  | No |  |  | L.SALAUN | L.SALAUN | LABORATOIRE DEVELOPPEMENT / EPE / A-ATEX-01 |  |  | L.SALAUN | No | [14 empty] | PTX 5072 | 5758553 |  |  |  |  | Conform | 1 - Product quality and specific measurement equipment | 21/04/2024 11:52:27 |  |  | Pression | -500/+500 mbar | ±4 mbar | [9 empty] | FALSE |  | Pressure sensor |  |  | 21/04/2022 11:52:27 |  | 744
1263 | CEPE0077_Pressure sensor | Pressure sensor | CEPE0077 |  | No |  |  | L.SALAUN | L.SALAUN | LABORATOIRE DEVELOPPEMENT / EPE / A-ATEX-01 |  |  | L.SALAUN | No | [14 empty] | PTX 5072 | 5758506 |  |  |  |  | Conform | 1 - Product quality and specific measurement equipment | 21/04/2024 11:56:29 |  |  | Pression | -500/ 500 mbar | ±4 mbar | [9 empty] | FALSE |  | Pressure sensor |  |  | 21/04/2022 11:56:29 |  | 744
1264 | CEPE0078_Pressure sensor | Pressure sensor | CEPE0078 |  | No |  |  | L.SALAUN | L.SALAUN | LABORATOIRE DEVELOPPEMENT / EPE / A-ATEX-01 |  |  | L.SALAUN | No | [14 empty] | PTX 5072 | 5754324 |  |  |  |  | Conform | 1 - Product quality and specific measurement equipment | 31/03/2024 14:48:18 |  |  | Pression | 0/+100 mbar | ±0,5 mbar | [9 empty] | FALSE |  | Pressure sensor |  |  | 31/03/2022 14:48:18 |  | 744
1265 | CEPE0079_Pressure sensor | Pressure sensor | CEPE0079 |  | No |  |  | L.SALAUN | L.SALAUN | LABORATOIRE DEVELOPPEMENT / FEP / FEP-027 |  |  | L.SALAUN | No | [14 empty] | PTX 5072 | 5756717 |  |  |  |  | Conform | 1 - Product quality and specific measurement equipment | 07/10/2024 10:11:27 |  |  | Pression | 0/+10 bar | ±20 mbar | [9 empty] | FALSE |  | Pressure sensor |  |  | 07/10/2022 10:11:27 |  | 744
1266 | CEPE0080_Pressure sensor | Pressure sensor | CEPE0080 |  | No |  |  | L.SALAUN | L.SALAUN | LABORATOIRE DEVELOPPEMENT / FEP / FEP-028 |  |  | L.SALAUN | No | [14 empty] | PTX 5072 | 5756716 |  |  |  |  | Conform | 1 - Product quality and specific measurement equipment | 07/10/2024 09:59:37 |  |  | Pression | 0/+10 bar | ±20 mbar | [9 empty] | FALSE |  | Pressure sensor |  |  | 07/10/2022 09:59:37 |  | 744
1267 | CEPE0302_Graduated test tube | Graduated test tube | CEPE0302 |  | No |  |  | L.SALAUN | L.SALAUN | LABORATOIRE DEVELOPPEMENT / FEP / Zone fep |  |  | L.SALAUN | No | [20 empty] | No calibration status | 3 - Not affecting quality equipment |  |  |  | - | 250 mL | aproch device | [9 empty] | FALSE |  | Graduated test tube
1268 | CEPE0303_Graduated test tube | Graduated test tube | CEPE0303 |  | No |  |  | L.SALAUN | L.SALAUN | LABORATOIRE DEVELOPPEMENT / FEP / Zone fep |  |  | L.SALAUN | No | [20 empty] | No calibration status | 3 - Not affecting quality equipment |  |  |  | - | 250 mL | aproch device | [9 empty] | FALSE |  | Graduated test tube
1269 | CEPE0304_Graduated test tube | Graduated test tube | CEPE0304 |  | No |  |  | L.SALAUN | L.SALAUN | LABORATOIRE DEVELOPPEMENT / FEP / Zone fep |  |  | L.SALAUN | No | [20 empty] | No calibration status | 3 - Not affecting quality equipment |  |  |  | - | 1 mL | aproch device | [9 empty] | FALSE |  | Graduated test tube
1270 | CEPE0305_Graduated test tube | Graduated test tube | CEPE0305 |  | No |  |  | L.SALAUN | L.SALAUN | LABORATOIRE DEVELOPPEMENT / FEP / Zone fep |  |  | L.SALAUN | No | [20 empty] | No calibration status | 3 - Not affecting quality equipment |  |  |  | - | 25 µL | aproch device | [9 empty] | FALSE |  | Graduated test tube
1271 | CEPE0306_Graduated test tube | Graduated test tube | CEPE0306 |  | No |  |  | L.SALAUN | L.SALAUN | LABORATOIRE DEVELOPPEMENT / FEP / Zone fep |  |  | L.SALAUN | No | [20 empty] | No calibration status | 3 - Not affecting quality equipment |  |  |  | - | 25 µL | aproch device | [9 empty] | FALSE |  | Graduated test tube
1272 | CEPE0307_Stabilized power supply | Stabilized power supply | CEPE0307 |  | No |  |  | L.SALAUN | L.SALAUN | LABORATOIRE DEVELOPPEMENT / EPE / FEP-020 SIMTEC 20 Hz |  |  | L.SALAUN | No | [20 empty] | No calibration status | 3 - Not affecting quality equipment |  |  |  | Electricité | Approach Device | Approach Device | [9 empty] | FALSE |  | Stabilized power supply
1273 | CEPE0308_Scale | Scale | CEPE0308 |  | No |  |  | L.SALAUN | L.SALAUN | LABORATOIRE DEVELOPPEMENT / EPE / armoire |  |  | L.SALAUN | No | [14 empty] | PRACTUM 224-1S | 31505036 | [5 empty] | 1 - Product quality and specific measurement equipment |  |  |  | Masse | 0/ 220 g | ±3 mg | [9 empty] | FALSE |  | Scale
1274 | CEPE0309_Thermocouple | Thermocouple | CEPE0309 |  | No |  |  | L.SALAUN | L.SALAUN | LABORATOIRE DEVELOPPEMENT / EPE / FEP-020 SIMTEC 20 Hz |  |  | L.SALAUN | No | [20 empty] | Conform | 1 - Product quality and specific measurement equipment | 27/04/2024 09:22:03 |  |  | Température | -40/+100 °C | ±2 °C | [9 empty] | FALSE |  | Thermocouple |  |  | 27/04/2022 09:22:03 |  | 744
1275 | CEPE0310_PT 100 | PT 100 | CEPE0310 |  | No |  |  | L.SALAUN | L.SALAUN | LABORATOIRE DEVELOPPEMENT / EPE / A-ATEX-01 |  |  | L.SALAUN | No | [20 empty] | No calibration status | 3 - Not affecting quality equipment |  |  |  | Température | 0/+100 °C | ±2 °C | [9 empty] | FALSE |  | PT 100
1276 | CEPE0311_Multimeter | Multimeter | CEPE0311 |  | No |  |  | L.SALAUN | L.SALAUN | LABORATOIRE DEVELOPPEMENT / EPE / A-ATEX-01 |  |  | L.SALAUN | No | [14 empty] | 28II ex | 51910009 |  |  |  |  | Conform | 1 - Product quality and specific measurement equipment | 23/11/2023 00:00:00 |  |  | Electricité | 0/600 Ohm; 0/6 kOhm; 0/60 V DC; 0/10 A DC | ±0,6 Ohm; ±1 Ohm; ±40 mV; ±50 mA | [9 empty] | FALSE |  | Multimeter |  |  | 23/11/2021 00:00:00 |  | 744
1277 | CEPE0312_Multimeter | Multimeter | CEPE0312 |  | No |  |  | L.SALAUN | L.SALAUN | LABORATOIRE DEVELOPPEMENT / EPE / R-ATEX-01 (P. Baudet) |  |  | L.SALAUN | No | [14 empty] | 28II ex | 52400004 |  |  |  |  | Conform | 1 - Product quality and specific measurement equipment | 20/12/2023 00:00:00 |  |  | Electricité | 0/600 Ohm; 0/6 kOhm; 0/60 V DC; 0/10 A DC | ±0,6 Ohm; ±1 Ohm; ±40 mV; ±50 mA | [9 empty] | FALSE |  | Multimeter |  |  | 20/12/2021 00:00:00 |  | 744
1278 | CEPE0313_Pressure sensor | Pressure sensor | CEPE0313 |  | No |  |  | L.SALAUN | L.SALAUN | LABORATOIRE DEVELOPPEMENT / EPE / FEP020 SIMTEC 20 Hz |  |  | L.SALAUN | No | [14 empty] | ptx 5072-TC-A3-CA-H1-PA | 5764340 |  |  |  |  | Conform | 1 - Product quality and specific measurement equipment | 20/05/2024 00:00:00 |  |  | Pression | 400 / 1300 mbar | ±10 mbar | [9 empty] | FALSE |  | Pressure sensor |  |  | 20/05/2022 00:00:00 |  | 744
1279 | CEPE0314_Pressure sensor | Pressure sensor | CEPE0314 |  | No |  |  | L.SALAUN | L.SALAUN | LABORATOIRE DEVELOPPEMENT / EPE / A-ATEX-01 |  |  | L.SALAUN | No | [14 empty] | PTX 5072 | 5760253 |  |  |  |  | Conform | 1 - Product quality and specific measurement equipment |  |  |  | Pression | -500/ 500 mbar | ±4 mbar | [9 empty] | FALSE |  | Pressure sensor |  |  | 07/06/2022 00:00:00 |  | 744
1280 | CEPE0315_Pressure sensor | Pressure sensor | CEPE0315 |  | No |  |  | L.SALAUN | L.SALAUN | LABORATOIRE DEVELOPPEMENT / EPE / A-ATEX-01 |  |  | L.SALAUN | No | [14 empty] | PTX 5072 | 5760252 |  |  |  |  | Conform | 1 - Product quality and specific measurement equipment |  |  |  | Pression | -500/ 500 mbar | ±4 mbar | [9 empty] | FALSE |  | Pressure sensor |  |  | 07/06/2022 00:00:00 |  | 744
1281 | CEPE0316_Pressure sensor | Pressure sensor | CEPE0316 |  | No |  |  | L.SALAUN | L.SALAUN | LABORATOIRE DEVELOPPEMENT / EPE / A-ATEX-01 |  |  | L.SALAUN | No | [14 empty] | PTX 5072 | 570251 |  |  |  |  | Conform | 1 - Product quality and specific measurement equipment |  |  |  | Pression | -500/ 500 mbar | ±4 mbar | [9 empty] | FALSE |  | Pressure sensor |  |  | 07/06/2022 00:00:00 |  | 744
1282 | CEPE0317_Pressure sensor | Pressure sensor | CEPE0317 |  | No |  |  | L.SALAUN | L.SALAUN | LABORATOIRE DEVELOPPEMENT / EPE / A-ATEX-01 |  |  | L.SALAUN | No | [14 empty] | PTX 5072 | 5760250 |  |  |  |  | Conform | 1 - Product quality and specific measurement equipment |  |  |  | Pression | -500/ 500 mbar | ±4 mbar | [9 empty] | FALSE |  | Pressure sensor |  |  | 07/06/2022 00:00:00 |  | 744
1283 | CEPE0318_Pressure sensor | Pressure sensor | CEPE0318 |  | No |  |  | L.SALAUN | L.SALAUN | LABORATOIRE DEVELOPPEMENT / EPE / A-ATEX-01 |  |  | L.SALAUN | No | [14 empty] | PTX 5072 | 5760249 |  |  |  |  | Conform | 1 - Product quality and specific measurement equipment |  |  |  | Pression | -500/ 500 mbar | ±4 mbar | [9 empty] | FALSE |  | Pressure sensor |  |  | 07/06/2022 00:00:00 |  | 744
1284 | CFEP0001_Calibrated flask | Calibrated flask | CFEP0001 |  | No |  |  | L.SALAUN | L.SALAUN | LABORATOIRE DEVELOPPEMENT / FEP / A-ATEX-03 |  |  | L.SALAUN | No | [15 empty] | 1489 |  |  |  |  | Conform | 1 - Product quality and specific measurement equipment | 17/03/2026 00:00:00 |  |  | Débit | 20 L | ±20 mL | [9 empty] | FALSE |  | Calibrated flask |  |  | 17/03/2021 00:00:00 |  | 1860
1285 | CFEP0002_Soaking room | Soaking room | CFEP0002 |  | No |  |  | L.SALAUN | L.SALAUN | LABORATOIRE DEVELOPPEMENT / FEP / FEP-005 (Salle Chaude n°1) |  |  | L.SALAUN | No | [20 empty] | Conform | 1 - Product quality and specific measurement equipment | 28/09/2023 11:19:20 |  |  | Température | 40 °C | ±2°C | [9 empty] | FALSE |  | Soaking room |  |  | 28/09/2021 11:19:20 |  | 744
1286 | CFEP0003_Soaking room | Soaking room | CFEP0003 |  | No |  |  | L.SALAUN | L.SALAUN | LABORATOIRE DEVELOPPEMENT / FEP / FEP-006 (Salle Chaude n°2) |  |  | L.SALAUN | No | [20 empty] | Conform | 1 - Product quality and specific measurement equipment | 31/08/2023 08:53:40 |  |  | Température | 40 °C | ±2 °C | [9 empty] | FALSE |  | Soaking room |  |  | 31/08/2021 08:53:40 |  | 744
1287 | CFEP0004_Soaking room | Soaking room | CFEP0004 |  | No |  |  | L.SALAUN | L.SALAUN | LABORATOIRE DEVELOPPEMENT / FEP / FEP-007 (Salle Chaude n°3) |  |  | L.SALAUN | No | [20 empty] | Conform | 1 - Product quality and specific measurement equipment | 08/09/2023 11:28:12 |  |  | Température | 40 °C | ±2 °C | [9 empty] | FALSE |  | Soaking room |  |  | 08/09/2021 11:28:12 |  | 744
1288 | CFEP0005_Soaking room | Soaking room | CFEP0005 |  | No |  |  | L.SALAUN | L.SALAUN | LABORATOIRE DEVELOPPEMENT / FEP / FEP-008 (Salle Chaude n°4) |  |  | L.SALAUN | No | [20 empty] | Conform | 1 - Product quality and specific measurement equipment | 26/08/2023 10:45:53 |  |  | Température | 40 °C | ±2 °C | [9 empty] | FALSE |  | Soaking room |  |  | 26/08/2021 10:45:53 |  | 744
1289 | CFEP0006_Scale | Scale | CFEP0006 |  | No |  |  | L.SALAUN | L.SALAUN | LABORATOIRE DEVELOPPEMENT / FEP / CANISTER ORVR |  |  | L.SALAUN | No | [21 empty] | 1 - Product quality and specific measurement equipment |  |  |  | Masse | Réformé | Réformé | [9 empty] | FALSE |  | Scale
1290 | CFEP0007-D_FEP-028 (station 3 diesel) Flow measuring chain | FEP-028 (station 3 diesel) Flow measuring chain | CFEP0007-D |  | No |  |  | L.SALAUN | L.SALAUN | LABORATOIRE DEVELOPPEMENT / FEP / FEP-028 (station 3) |  |  | L.SALAUN | No | [20 empty] | Conform | 1 - Product quality and specific measurement equipment | 05/07/2023 15:44:09 |  |  | Débit | 0/120 L; 15/85 L/min | ±0,2 L; ±1 L/min | [9 empty] | FALSE |  | FEP-028 (station 3 diesel) Flow measuring chain |  |  | 05/07/2022 15:44:09 |  | 372
1291 | CFEP0008-E_FEP-028 (station 3 petrol) Flow measuring chain | FEP-028 (station 3 petrol) Flow measuring chain | CFEP0008-E |  | No |  |  | L.SALAUN | L.SALAUN | LABORATOIRE DEVELOPPEMENT / FEP / FEP-028 (station 3) |  |  | L.SALAUN | No | [20 empty] | Conform | 1 - Product quality and specific measurement equipment | 05/07/2023 15:46:37 |  |  | Débit | 0/120 L; 15/65 L/min | ±0,2 L; ±1 L/min | [9 empty] | FALSE |  | FEP-028 (station 3 petrol) Flow measuring chain |  |  | 05/07/2022 15:46:37 |  | 372
1292 | CFEP0009-D_FEP-029 (station 2 diesel) Flow measuring chain | FEP-029 (station 2 diesel) Flow measuring chain | CFEP0009-D |  | No |  |  | L.SALAUN | L.SALAUN | LABORATOIRE DEVELOPPEMENT / FEP / FEP-029 (station 2) |  |  | L.SALAUN | No | [21 empty] | 1 - Product quality and specific measurement equipment |  |  |  | Débit | 0/120 L; 15/85 L/min | ±0,2 L; ±1 L/min | [9 empty] | FALSE |  | FEP-029 (station 2 diesel) Flow measuring chain
1293 | CFEP0010-E_FEP-029 (station 2 petrol) Flow measuring chain | FEP-029 (station 2 petrol) Flow measuring chain | CFEP0010-E |  | No |  |  | L.SALAUN | L.SALAUN | LABORATOIRE DEVELOPPEMENT / FEP / FEP-029 (station 2) |  |  | L.SALAUN | No | [21 empty] | 1 - Product quality and specific measurement equipment |  |  |  | Débit | 0/120 L; 15/65 L/min | ±0,2 L; ±1 L/min | [9 empty] | FALSE |  | FEP-029 (station 2 petrol) Flow measuring chain
1294 | CFEP0011_Thermocouple | Thermocouple | CFEP0011 |  | No |  |  | L.SALAUN | L.SALAUN | LABORATOIRE DEVELOPPEMENT / FEP / FEP-010 (Banc pompe ATEX) |  |  | L.SALAUN | No | [21 empty] | 1 - Product quality and specific measurement equipment |  |  |  | Température | Réformé | Réformé | [9 empty] | FALSE |  | Thermocouple
1295 | CFEP0012_Thermocouple | Thermocouple | CFEP0012 |  | No |  |  | L.SALAUN | L.SALAUN | LABORATOIRE DEVELOPPEMENT / FEP / FEP-010 (Banc pompe ATEX) |  |  | L.SALAUN | No | [21 empty] | 1 - Product quality and specific measurement equipment |  |  |  | Température | Réformé | Réformé | [9 empty] | FALSE |  | Thermocouple
1296 | CFEP0013_Thermocouple | Thermocouple | CFEP0013 |  | No |  |  | L.SALAUN | L.SALAUN | LABORATOIRE DEVELOPPEMENT / FEP / FEP-010 (Banc pompe ATEX) |  |  | L.SALAUN | No | [21 empty] | 1 - Product quality and specific measurement equipment |  |  |  | Température | Réformé | Réformé | [9 empty] | FALSE |  | Thermocouple
1297 | CFEP0014_Thermocouple | Thermocouple | CFEP0014 |  | No |  |  | L.SALAUN | L.SALAUN | LABORATOIRE DEVELOPPEMENT / FEP / FEP-010 (Banc pompe ATEX) |  |  | L.SALAUN | No | [21 empty] | 1 - Product quality and specific measurement equipment |  |  |  | Température | Réformé | Réformé | [9 empty] | FALSE |  | Thermocouple
1298 | CFEP0015_Thermocouple | Thermocouple | CFEP0015 |  | No |  |  | L.SALAUN | L.SALAUN | LABORATOIRE DEVELOPPEMENT / FEP / FEP-010 (Banc pompe ATEX) |  |  | L.SALAUN | No | [21 empty] | 1 - Product quality and specific measurement equipment |  |  |  | Température | Réformé | Réformé | [9 empty] | FALSE |  | Thermocouple
1299 | CFEP0016_Thermocouple | Thermocouple | CFEP0016 |  | No |  |  | L.SALAUN | L.SALAUN | LABORATOIRE DEVELOPPEMENT / FEP / FEP-010 (Banc pompe ATEX) |  |  | L.SALAUN | No | [21 empty] | 1 - Product quality and specific measurement equipment |  |  |  | Température | Réformé | Réformé | [9 empty] | FALSE |  | Thermocouple
1300 | CFEP0017_Thermocouple | Thermocouple | CFEP0017 |  | No |  |  | L.SALAUN | L.SALAUN | LABORATOIRE DEVELOPPEMENT / FEP / FEP-010 (Banc pompe ATEX) |  |  | L.SALAUN | No | [21 empty] | 1 - Product quality and specific measurement equipment |  |  |  | Température | Réformé | Réformé | [9 empty] | FALSE |  | Thermocouple
1301 | CFEP0018_Thermocouple | Thermocouple | CFEP0018 |  | No |  |  | L.SALAUN | L.SALAUN | LABORATOIRE DEVELOPPEMENT / FEP / FEP-010 (Banc pompe ATEX) |  |  | L.SALAUN | No | [21 empty] | 1 - Product quality and specific measurement equipment |  |  |  | Température | Réformé | Réformé | [9 empty] | FALSE |  | Thermocouple
1302 | CFEP0019_Pressure sensor | Pressure sensor | CFEP0019 |  | No |  |  | L.SALAUN | L.SALAUN | LABORATOIRE DEVELOPPEMENT / FEP / FEP-010 (Banc pompe ATEX) |  |  | L.SALAUN | No | [21 empty] | 1 - Product quality and specific measurement equipment |  |  |  | Pression | Réformé | Réformé | [9 empty] | FALSE |  | Pressure sensor
1303 | CFEP0020_Pressure sensor | Pressure sensor | CFEP0020 |  | No |  |  | L.SALAUN | L.SALAUN | LABORATOIRE DEVELOPPEMENT / FEP / FEP-010 (Banc pompe ATEX) |  |  | L.SALAUN | No | [21 empty] | 1 - Product quality and specific measurement equipment |  |  |  | Pression | Réformé | Réformé | [9 empty] | FALSE |  | Pressure sensor
1304 | CFEP0021_Pressure sensor | Pressure sensor | CFEP0021 |  | No |  |  | L.SALAUN | L.SALAUN | LABORATOIRE DEVELOPPEMENT / FEP / FEP-010 (Banc pompe ATEX) |  |  | L.SALAUN | No | [21 empty] | 1 - Product quality and specific measurement equipment |  |  |  | Pression | Réformé | Réformé | [9 empty] | FALSE |  | Pressure sensor
1305 | CFEP0022_Liquid flowmeter | Liquid flowmeter | CFEP0022 |  | No |  |  | L.SALAUN | L.SALAUN | LABORATOIRE DEVELOPPEMENT / FEP / FEP-010 (Banc pompe ATEX) |  |  | L.SALAUN | No | [21 empty] | 1 - Product quality and specific measurement equipment |  |  |  | Débit | Réformé | Réformé | [9 empty] | FALSE |  | Liquid flowmeter
1306 | CFEP0023_Liquid flowmeter | Liquid flowmeter | CFEP0023 |  | No |  |  | L.SALAUN | L.SALAUN | LABORATOIRE DEVELOPPEMENT / FEP / FEP-010 (Banc pompe ATEX) |  |  | L.SALAUN | No | [21 empty] | 1 - Product quality and specific measurement equipment |  |  |  | Débit | Réformé | Réformé | [9 empty] | FALSE |  | Liquid flowmeter
1307 | CFEP0024_Pressure sensor | Pressure sensor | CFEP0024 |  | No |  |  | L.SALAUN | L.SALAUN | LABORATOIRE DEVELOPPEMENT / FEP / FEP-036 (ORVR) |  |  | L.SALAUN | No | [20 empty] | Conform | 1 - Product quality and specific measurement equipment | 09/06/2024 15:48:39 |  |  | Pression | 800/1200 hPa | ±5 hPa | [9 empty] | FALSE |  | Pressure sensor |  |  | 09/06/2022 15:48:39 |  | 744
1308 | CFEP0025_Liquid flowmeter | Liquid flowmeter | CFEP0025 |  | No |  |  | L.SALAUN | L.SALAUN | LABORATOIRE DEVELOPPEMENT / FEP / FEP-0330 STATION MOBILE DIESEL |  |  | L.SALAUN | No | [21 empty] | 1 - Product quality and specific measurement equipment |  |  |  | Débit | Réformé | Réformé | [9 empty] | FALSE |  | Liquid flowmeter
1309 | CFEP0026_Thermocouple | Thermocouple | CFEP0026 |  | No |  |  | L.SALAUN | L.SALAUN | LABORATOIRE DEVELOPPEMENT / FEP / FEP-0330 STATION MOBILE DIESEL |  |  | L.SALAUN | No | [21 empty] | 1 - Product quality and specific measurement equipment |  |  |  | Température | Réformé | Réformé | [9 empty] | FALSE |  | Thermocouple
1310 | CFEP0027_Liquid flowmeter | Liquid flowmeter | CFEP0027 |  | No |  |  | L.SALAUN | L.SALAUN | LABORATOIRE DEVELOPPEMENT / FEP / FEP-0330 STATION MOBILE DIESEL |  |  | L.SALAUN | No | [21 empty] | 1 - Product quality and specific measurement equipment |  |  |  | Débit | Réformé | Réformé | [9 empty] | FALSE |  | Liquid flowmeter
1311 | CFEP0028_Thermocouple | Thermocouple | CFEP0028 |  | No |  |  | L.SALAUN | L.SALAUN | LABORATOIRE DEVELOPPEMENT / FEP / FEP-0330 STATION MOBILE DIESEL |  |  | L.SALAUN | No | [21 empty] | 1 - Product quality and specific measurement equipment |  |  |  | Température | Réformé | Réformé | [9 empty] | FALSE |  | Thermocouple
1312 | CFEP0030_Soaking room | Soaking room | CFEP0030 |  | No |  |  | L.SALAUN | L.SALAUN | LABORATOIRE DEVELOPPEMENT / FEP / FEP-001 |  |  | L.SALAUN | No | [14 empty] | / | 53726003070010 |  |  |  |  | Conform | 1 - Product quality and specific measurement equipment | 22/08/2023 09:44:18 |  |  | Température | -40/+70 °C | ±2 °C | [9 empty] | FALSE |  | Soaking room |  |  | 22/08/2022 09:44:18 |  | 372
1313 | CFEP0031_Soaking room | Soaking room | CFEP0031 |  | No |  |  | L.SALAUN | L.SALAUN | LABORATOIRE DEVELOPPEMENT / FEP / FEP-002 |  |  | L.SALAUN | No | [15 empty] | 53726003070020 |  |  |  |  | Conform | 1 - Product quality and specific measurement equipment | 24/08/2023 14:22:46 |  |  | Température | -40/+70 °C | ±2 °C | [9 empty] | FALSE |  | Soaking room |  |  | 24/08/2022 14:22:46 |  | 372
1314 | CFEP0032_Soaking room | Soaking room | CFEP0032 |  | No |  |  | L.SALAUN | L.SALAUN | LABORATOIRE DEVELOPPEMENT / FEP / FEP-003 |  |  | L.SALAUN | No | [15 empty] | 53726003070030 |  |  |  |  | Out of date | 1 - Product quality and specific measurement equipment | 08/11/2022 14:53:21 |  |  | Température | -40/+70 °C | ±2 °C | [9 empty] | FALSE |  | Soaking room |  |  | 08/11/2021 14:53:21 |  | 372
1315 | CFEP0033-E_FEP-027 (station 1 petrol) Flow measuring chain | FEP-027 (station 1 petrol) Flow measuring chain | CFEP0033-E |  | No |  |  | L.SALAUN | L.SALAUN | LABORATOIRE DEVELOPPEMENT / FEP / FEP 027 (station 1) ESSENCE |  |  | L.SALAUN | No | [20 empty] | Conform | 1 - Product quality and specific measurement equipment | 27/06/2023 03:00:00 |  |  | Débit | 0/120 L; 15/65 L/min | ±0,2 L; ±1 L/min | [9 empty] | FALSE |  | FEP-027 (station 1 petrol) Flow measuring chain |  |  | 27/06/2022 03:00:00 |  | 372
1316 | CFEP0034-D_FEP-027 (station 1 diesel) Flow measuring chain | FEP-027 (station 1 diesel) Flow measuring chain | CFEP0034-D |  | No |  |  | L.SALAUN | L.SALAUN | LABORATOIRE DEVELOPPEMENT / FEP / FEP-027 (station 1) |  |  | L.SALAUN | No | [20 empty] | Conform | 1 - Product quality and specific measurement equipment | 29/06/2023 15:15:38 |  |  | Débit | 0/120 L; 15/85 L/min | ±0,2 L; ±1 L/min | [9 empty] | FALSE |  | FEP-027 (station 1 diesel) Flow measuring chain |  |  | 29/06/2022 15:15:38 |  | 372
1317 | CFEP0035_Volumeter | Volumeter | CFEP0035 |  | No |  |  | L.SALAUN | L.SALAUN | LABORATOIRE DEVELOPPEMENT / FEP / Station mini SHED |  |  | L.SALAUN | No | [20 empty] | Out of date | 1 - Product quality and specific measurement equipment | 28/01/2023 11:26:37 |  |  | Débit | 0/60 L | ±1 %RV | [9 empty] | FALSE |  | Volumeter |  |  | 28/01/2021 11:26:37 |  | 744
1318 | CFEP0036_Scale | Scale | CFEP0036 |  | No |  |  | L.SALAUN | L.SALAUN | LABORATOIRE DEVELOPPEMENT / FEP / Table pesée ECE34 |  |  | L.SALAUN | No | [14 empty] | F150S | 3910001 | [5 empty] | 1 - Product quality and specific measurement equipment |  |  |  | Masse | Réformé | Réformé | [9 empty] | FALSE |  | Scale
1319 | CFEP0037_Pressure sensor | Pressure sensor | CFEP0037 |  | No |  |  | L.SALAUN | L.SALAUN | LABORATOIRE DEVELOPPEMENT / EPE / A-ATEX-01 |  |  | L.SALAUN | No | [14 empty] | PTX 7517 | 2674957 |  |  |  |  | Conform | 1 - Product quality and specific measurement equipment | 20/05/2023 14:20:01 |  |  | Pression | 0/5 bar | ±20 mbar | [9 empty] | FALSE |  | Pressure sensor |  |  | 20/05/2021 14:20:01 |  | 744
1320 | CFEP0038_Pressure sensor | Pressure sensor | CFEP0038 |  | No |  |  | L.SALAUN | L.SALAUN | LABORATOIRE DEVELOPPEMENT / EPE / A-ATEX-01 |  |  | L.SALAUN | No | [15 empty] | 2674958 |  |  |  |  | Conform | 1 - Product quality and specific measurement equipment | 20/05/2023 14:41:24 |  |  | Pression | 0/5 bar | ±20 mbar | [9 empty] | FALSE |  | Pressure sensor |  |  | 20/05/2021 14:41:24 |  | 744
1321 | CFEP0039_Pressure sensor | Pressure sensor | CFEP0039 |  | No |  |  | L.SALAUN | L.SALAUN | LABORATOIRE DEVELOPPEMENT / FEP / FEP-034 Station mobile Laval |  |  | L.SALAUN | No | [21 empty] | 1 - Product quality and specific measurement equipment |  |  |  | Pression | 0/100 mbar | ±0,5 mbar | [9 empty] | FALSE |  | Pressure sensor
1322 | CFEP0040_Pressure sensor | Pressure sensor | CFEP0040 |  | No |  |  | L.SALAUN | L.SALAUN | LABORATOIRE DEVELOPPEMENT / FEP / FEP-034 Station mobile Laval |  |  | L.SALAUN | No | [15 empty] | 53159 | [5 empty] | 1 - Product quality and specific measurement equipment |  |  |  | Pression | 0/100 mbar | ±0,5 mbar | [9 empty] | FALSE |  | Pressure sensor
1323 | CFEP0041_Pressure sensor | Pressure sensor | CFEP0041 |  | No |  |  | L.SALAUN | L.SALAUN | LABORATOIRE DEVELOPPEMENT / EPE / A-ATEX-01 |  |  | L.SALAUN | No | [14 empty] | PTX7517-1 | 2674964/2007 |  |  |  |  | Conform | 1 - Product quality and specific measurement equipment | 21/07/2023 08:28:53 |  |  | Pression | 0/100 mbar | ±0,5 mbar | [9 empty] | FALSE |  | Pressure sensor |  |  | 21/07/2021 08:28:53 |  | 744
1324 | CFEP0043_Volumeter | Volumeter | CFEP0043 |  | No |  |  | L.SALAUN | L.SALAUN | LABORATOIRE DEVELOPPEMENT / FEP / Canne vide-fut |  |  | L.SALAUN | No | [15 empty] | 0212-002 005 775-12 | [5 empty] | 1 - Product quality and specific measurement equipment |  |  |  | Débit | Réformé | Réformé | [9 empty] | FALSE |  | Volumeter
1325 | CFEP0044_Volumeter | Volumeter | CFEP0044 |  | No |  |  | L.SALAUN | L.SALAUN | LABORATOIRE DEVELOPPEMENT / FEP / FEP-034 Station mobile Laval |  |  | L.SALAUN | No | [21 empty] | 1 - Product quality and specific measurement equipment |  |  |  | Débit | 160/5000 L/h | ±60 L/h | [9 empty] | FALSE |  | Volumeter
1326 | CFEP0045_Chronometer | Chronometer | CFEP0045 |  | No |  |  | L.SALAUN | L.SALAUN | LABORATOIRE DEVELOPPEMENT / FEP / A-ATEX-03 |  |  | L.SALAUN | No | [21 empty] | 1 - Product quality and specific measurement equipment |  |  |  | Temps-Fréquence | 0/1 h | ±1 s | [9 empty] | FALSE |  | Chronometer
1327 | CFEP0046_NI USB 6211 | NI USB 6211 | CFEP0046 |  | No |  |  | L.SALAUN | L.SALAUN | LABORATOIRE DEVELOPPEMENT / FEP / FEP-029 (station 2) |  |  | L.SALAUN | No | [14 empty] | NI USB 6211 | 180A5B0 | [5 empty] | 1 - Product quality and specific measurement equipment |  |  |  | Electrique | Analog Input: -10/10 V; -5/5 V; Counter: 0/5 Mhz | [10 empty] | TRUE |  | NI USB 6211
1328 | CFEP0047_NI USB 6211 | NI USB 6211 | CFEP0047 |  | No |  |  | L.SALAUN | L.SALAUN | LABORATOIRE DEVELOPPEMENT / FEP / FEP-028 |  |  | L.SALAUN | No | [14 empty] | NI USB 6211 | 1A03436 |  |  |  |  | No calibration status | 3 - Not affecting quality equipment |  |  |  | Electrique | Analog Input: -10/10 V; -5/5 V; Counter: 0/5 Mhz | [10 empty] | FALSE |  | NI USB 6211
1329 | CFEP0048_NI USB 6211 | NI USB 6211 | CFEP0048 |  | No |  |  | L.SALAUN | L.SALAUN | LABORATOIRE DEVELOPPEMENT / FEP / FEP-027 |  |  | L.SALAUN | No | [14 empty] | NI USB 6211 | [5 empty] | No calibration status | 3 - Not affecting quality equipment |  |  |  | Electrique | Analog Input: -10/10 V; -5/5 V; Counter: 0/5 Mhz | [10 empty] | FALSE |  | NI USB 6211
1330 | CFEP0049_Gas flowmeter | Gas flowmeter | CFEP0049 |  | No |  |  | L.SALAUN | L.SALAUN | LABORATOIRE DEVELOPPEMENT / FEP / FEP-004 (SIMTEC 10 HZ) |  |  | L.SALAUN | No | [15 empty] | T96783/002 |  |  |  |  | Conform | 1 - Product quality and specific measurement equipment | 05/05/2023 00:00:00 |  |  | Débit | 0/100 L/min | ±1 %FS | [9 empty] | FALSE |  | Gas flowmeter |  |  | 05/05/2021 00:00:00 |  | 744
1331 | CFEP0050_Thermocouple | Thermocouple | CFEP0050 |  | No |  |  | L.SALAUN | L.SALAUN | LABORATOIRE DEVELOPPEMENT / FEP / FEP-001 |  |  | L.SALAUN | No | [20 empty] | Conform | 1 - Product quality and specific measurement equipment | 29/07/2024 11:19:04 |  |  | Température | -40/+100 °C | ±2 °C | [9 empty] | FALSE |  | Thermocouple |  |  | 29/07/2022 11:19:04 |  | 744
1332 | CFEP0051_Thermocouple | Thermocouple | CFEP0051 |  | No |  |  | L.SALAUN | L.SALAUN | LABORATOIRE DEVELOPPEMENT / FEP / enceinte weiss 1 |  |  | L.SALAUN | No | [20 empty] | No calibration status | 1 - Product quality and specific measurement equipment |  |  |  | Température | Perdu | Perdu | [9 empty] | FALSE |  | Thermocouple
1333 | CFEP0052_Thermocouple | Thermocouple | CFEP0052 |  | No |  |  | L.SALAUN | L.SALAUN | LABORATOIRE DEVELOPPEMENT / FEP / FEP-001 |  |  | L.SALAUN | No | [20 empty] | Conform | 1 - Product quality and specific measurement equipment | 29/07/2024 10:37:16 |  |  | Température | -40/+100 °C | ±2 °C | [9 empty] | FALSE |  | Thermocouple |  |  | 29/07/2022 10:37:16 |  | 744
1334 | CFEP0053_Thermocouple | Thermocouple | CFEP0053 |  | No |  |  | L.SALAUN | L.SALAUN | LABORATOIRE DEVELOPPEMENT / FEP / FEP-001 |  |  | L.SALAUN | No | [20 empty] | Conform | 1 - Product quality and specific measurement equipment | 29/07/2024 10:18:50 |  |  | Température | -40/+100 °C | ±2 °C | [9 empty] | FALSE |  | Thermocouple |  |  | 29/07/2022 10:18:50 |  | 744
1335 | CFEP0054_Thermocouple | Thermocouple | CFEP0054 |  | No |  |  | L.SALAUN | L.SALAUN | LABORATOIRE DEVELOPPEMENT / FEP / FEP-001 |  |  | L.SALAUN | No | [21 empty] | 1 - Product quality and specific measurement equipment |  |  |  | Température | Réformé | Réformé | [9 empty] | FALSE |  | Thermocouple
1336 | CFEP0055_Thermocouple | Thermocouple | CFEP0055 |  | No |  |  | L.SALAUN | L.SALAUN | LABORATOIRE DEVELOPPEMENT / FEP / FEP-036 (ORVR) |  |  | L.SALAUN | No | [20 empty] | Conform | 1 - Product quality and specific measurement equipment | 04/08/2024 10:25:33 |  |  | Température | -40/+100 °C | ±2 °C | [9 empty] | FALSE |  | Thermocouple |  |  | 04/08/2022 10:25:33 |  | 744
1337 | CFEP0056_Thermocouple | Thermocouple | CFEP0056 |  | No |  |  | L.SALAUN | L.SALAUN | LABORATOIRE DEVELOPPEMENT / FEP / FEP-002 |  |  | L.SALAUN | No | [20 empty] | Conform | 1 - Product quality and specific measurement equipment | 04/08/2024 09:43:24 |  |  | Température | -40/+100 °C | ±2 °C | [9 empty] | FALSE |  | Thermocouple |  |  | 04/08/2022 09:43:24 |  | 744
1338 | CFEP0057_Thermocouple | Thermocouple | CFEP0057 |  | No |  |  | L.SALAUN | L.SALAUN | LABORATOIRE DEVELOPPEMENT / FEP / FEP-002 |  |  | L.SALAUN | No | [21 empty] | 1 - Product quality and specific measurement equipment |  |  |  | Température | Réformé | Réformé | [9 empty] | FALSE |  | Thermocouple
1339 | CFEP0058_Thermocouple | Thermocouple | CFEP0058 |  | No |  |  | L.SALAUN | L.SALAUN | LABORATOIRE DEVELOPPEMENT / FEP / FEP-002 |  |  | L.SALAUN | No | [20 empty] | Non-conforme | 1 - Product quality and specific measurement equipment |  |  |  | Température | -40/+100 °C | ±2 °C | [9 empty] | FALSE |  | Thermocouple
1340 | CFEP0059_Gas flowmeter | Gas flowmeter | CFEP0059 |  | No |  |  | L.SALAUN | L.SALAUN | LABORATOIRE DEVELOPPEMENT / FEP / FEP BANC PURGE CANISTER |  |  | L.SALAUN | No | [21 empty] | 1 - Product quality and specific measurement equipment |  |  |  | Débit | Réformé | Réformé | [9 empty] | FALSE |  | Gas flowmeter
1341 | CFEP0060_Gas flowmeter | Gas flowmeter | CFEP0060 |  | No |  |  | L.SALAUN | L.SALAUN | LABORATOIRE DEVELOPPEMENT / FEP / FEP BANC PURGE CANISTER |  |  | L.SALAUN | No | [21 empty] | 1 - Product quality and specific measurement equipment |  |  |  | Débit | Réformé | Réformé | [9 empty] | FALSE |  | Gas flowmeter
1342 | CFEP0061_Gas flowmeter | Gas flowmeter | CFEP0061 |  | No |  |  | L.SALAUN | L.SALAUN | LABORATOIRE DEVELOPPEMENT / FEP / FEP BANC PURGE CANISTER |  |  | L.SALAUN | No | [21 empty] | 1 - Product quality and specific measurement equipment |  |  |  | Débit | Réformé | Réformé | [9 empty] | FALSE |  | Gas flowmeter
1343 | CFEP0062_Gas flowmeter | Gas flowmeter | CFEP0062 |  | No |  |  | L.SALAUN | L.SALAUN | LABORATOIRE DEVELOPPEMENT / FEP / FEP BANC PURGE CANISTER |  |  | L.SALAUN | No | [21 empty] | 1 - Product quality and specific measurement equipment |  |  |  | Débit | Réformé | Réformé | [9 empty] | FALSE |  | Gas flowmeter
1344 | CFEP0063_pump | pump | CFEP0063 |  | No |  |  | L.SALAUN | L.SALAUN | LABORATOIRE DEVELOPPEMENT / FEP / Armoire |  |  | L.SALAUN | No | [21 empty] | 1 - Product quality and specific measurement equipment |  |  |  | Pression | Réformé | Réformé | [9 empty] | FALSE |  | pump
1345 | CFEP0065_Hygrometer | Hygrometer | CFEP0065 |  | No |  |  | L.SALAUN | L.SALAUN | LABORATOIRE DEVELOPPEMENT / FEP / FEP-036 (ORVR) |  |  | L.SALAUN | No | [20 empty] | Conform | 1 - Product quality and specific measurement equipment | 24/08/2023 11:34:17 |  |  | Humidité | 30/60% at 21°C | ±5 % | [9 empty] | FALSE |  | Hygrometer |  |  | 24/08/2021 11:34:17 |  | 744
1346 | CFEP0111_Stabilized power supply | Stabilized power supply | CFEP0111 |  | No |  |  | L.SALAUN | L.SALAUN | LABORATOIRE DEVELOPPEMENT / FEP / Banc POMPE ADF\ FEP-010 |  |  | L.SALAUN | No | [20 empty] | No calibration status | 3 - Not affecting quality equipment |  |  |  | Electricité | 0/20 V 0/38 A | [10 empty] | FALSE |  | Stabilized power supply
1347 | CFEP0112_Inclinometer | Inclinometer | CFEP0112 |  | No |  |  | L.SALAUN | L.SALAUN | LABORATOIRE DEVELOPPEMENT / FEP / A-ATEX-03 |  |  | L.SALAUN | No | [15 empty] | 15030300201 |  |  |  |  | Conform | 1 - Product quality and specific measurement equipment | 06/12/2023 00:00:00 |  |  | Dimensionnel | 0/90 ° | ±0,10 ° | [9 empty] | FALSE |  | Inclinometer |  |  | 06/12/2021 00:00:00 |  | 744
1348 | CFEP0113_Roll over bench | Roll over bench | CFEP0113 |  | No |  |  | L.SALAUN | L.SALAUN | LABORATOIRE DEVELOPPEMENT / FEP / FEP-044 (BANC DE RETOURNEMENT) |  |  | L.SALAUN | No | [20 empty] | Conform | 1 - Product quality and specific measurement equipment | 08/08/2024 16:26:08 |  |  | Angle | 0°/360 °; 18/360 °/min | ±1 °; ±1 °/min | [9 empty] | FALSE |  | Roll over bench |  |  | 08/08/2022 16:26:08 |  | 744
1349 | CFEP0114_Soaking room | Soaking room | CFEP0114 |  | No |  |  | L.SALAUN | L.SALAUN | LABORATOIRE DEVELOPPEMENT / FEP / FEP-036 (ORVR) |  |  | L.SALAUN | No | [15 empty] | 96386 |  |  |  |  | Out of date | 1 - Product quality and specific measurement equipment | 24/08/2022 11:50:02 |  |  | Température | -20/+53 °C | ±2 °C | [9 empty] | FALSE |  | Soaking room |  |  | 24/08/2021 11:50:02 |  | 372
1350 | CFEP0115_Pressure sensor | Pressure sensor | CFEP0115 |  | No |  |  | L.SALAUN | L.SALAUN | LABORATOIRE DEVELOPPEMENT / FEP / FEP-001 |  |  | L.SALAUN | No | [14 empty] | unik 5000 | 4436694 | [5 empty] | 1 - Product quality and specific measurement equipment |  |  |  | Pression | 0/100 mbar | ±0,5 mbar | [9 empty] | FALSE |  | Pressure sensor
1351 | CFEP0116_Pressure sensor | Pressure sensor | CFEP0116 |  | No |  |  | L.SALAUN | L.SALAUN | LABORATOIRE DEVELOPPEMENT / FEP / Armoire |  |  | L.SALAUN | No | [21 empty] | 1 - Product quality and specific measurement equipment |  |  |  | Pression | Réformé | Réformé | [9 empty] | FALSE |  | Pressure sensor
1352 | CFEP0117_Pressure sensor | Pressure sensor | CFEP0117 |  | No |  |  | L.SALAUN | L.SALAUN | LABORATOIRE DEVELOPPEMENT / FEP / Armoire |  |  | L.SALAUN | No | [21 empty] | 1 - Product quality and specific measurement equipment |  |  |  | Pression | Réformé | Réformé | [9 empty] | FALSE |  | Pressure sensor
1353 | CFEP0118_Pressure sensor | Pressure sensor | CFEP0118 |  | No |  |  | L.SALAUN | L.SALAUN | LABORATOIRE DEVELOPPEMENT / FEP / FEP-002 |  |  | L.SALAUN | No | [21 empty] | 1 - Product quality and specific measurement equipment |  |  |  | Pression | Réformé | Réformé | [9 empty] | FALSE |  | Pressure sensor
1354 | CFEP0119_Pressure sensor | Pressure sensor | CFEP0119 |  | No |  |  | L.SALAUN | L.SALAUN | LABORATOIRE DEVELOPPEMENT / FEP / FEP-036 (ORVR) |  |  | L.SALAUN | No | [20 empty] | Conform | 1 - Product quality and specific measurement equipment | 08/03/2024 10:30:56 |  |  | Pression | 0/100 mbar | ±0,5 mbar | [9 empty] | FALSE |  | Pressure sensor |  |  | 08/03/2022 10:30:56 |  | 744
1355 | CFEP0120_Pressure sensor | Pressure sensor | CFEP0120 |  | No |  |  | L.SALAUN | L.SALAUN | LABORATOIRE DEVELOPPEMENT / FEP / FEP-002 |  |  | L.SALAUN | No | [15 empty] | 538158 |  |  |  |  | Conform | 1 - Product quality and specific measurement equipment | 21/07/2023 08:44:42 |  |  | Pression | 0/100 mbar | ±0,5 mbar | [9 empty] | FALSE |  | Pressure sensor |  |  | 21/07/2021 08:44:42 |  | 744
1356 | CFEP0121_Volumeter | Volumeter | CFEP0121 |  | No |  |  | L.SALAIN | L.SALAIN | LABORATOIRE DEVELOPPEMENT / MET / Armoire |  |  | L.SALAIN | No | [15 empty] | 27800 |  |  |  |  | No calibration status | 3 - Not affecting quality equipment |  |  |  | Débit | 0/120 L | ±1 %RV | [9 empty] | FALSE |  | Volumeter
1357 | CFEP0122_Thermocouple | Thermocouple | CFEP0122 |  | No |  |  | L.SALAUN | L.SALAUN | LABORATOIRE DEVELOPPEMENT / FEP / FEP-002 |  |  | L.SALAUN | No | [20 empty] | Non-conforme | 1 - Product quality and specific measurement equipment |  |  |  | Température | -40/+100 °C | ±2 °C | [9 empty] | FALSE |  | Thermocouple
1358 | CFEP0123_Thermocouple | Thermocouple | CFEP0123 |  | No |  |  | L.SALAUN | L.SALAUN | LABORATOIRE DEVELOPPEMENT / FEP / FEP-003 |  |  | L.SALAUN | No | [20 empty] | Conform | 1 - Product quality and specific measurement equipment | 06/09/2024 14:27:26 |  |  | Température | -40/+100 °C | ±2 °C | [9 empty] | FALSE |  | Thermocouple |  |  | 06/09/2022 14:27:26 |  | 744
1359 | CFEP0124_Thermocouple | Thermocouple | CFEP0124 |  | No |  |  | L.SALAUN | L.SALAUN | LABORATOIRE DEVELOPPEMENT / FEP / enceinte weiss 3 |  |  | L.SALAUN | No | [20 empty] | No calibration status | 1 - Product quality and specific measurement equipment |  |  |  | Température | Perdu | Perdu | [9 empty] | FALSE |  | Thermocouple
1360 | CFEP0125_Thermocouple | Thermocouple | CFEP0125 |  | No |  |  | L.SALAUN | L.SALAUN | LABORATOIRE DEVELOPPEMENT / FEP / A-ATEX-03 |  |  | L.SALAUN | No | [20 empty] | No calibration status | 1 - Product quality and specific measurement equipment |  |  |  | Température | Perdu | Perdu | [9 empty] | FALSE |  | Thermocouple
1361 | CFEP0126_Thermocouple | Thermocouple | CFEP0126 |  | No |  |  | L.SALAUN | L.SALAUN | LABORATOIRE DEVELOPPEMENT / EPE / FEP-020 SIMTEC 20 Hz |  |  | L.SALAUN | No | [21 empty] | 1 - Product quality and specific measurement equipment |  |  |  | Température | -40/+100 °C | ±2 °C | [9 empty] | FALSE |  | Thermocouple
1362 | CFEP0127_Thermocouple | Thermocouple | CFEP0127 |  | No |  |  | L.SALAUN | L.SALAUN | LABORATOIRE DEVELOPPEMENT / EPE / A-ATEX-02 |  |  | L.SALAUN | No | [20 empty] | Non-conforme | 1 - Product quality and specific measurement equipment |  |  |  | Température | -40/+100 °C | ±2 °C | [9 empty] | FALSE |  | Thermocouple
1363 | CFEP0128_Thermocouple | Thermocouple | CFEP0128 |  | No |  |  | L.SALAUN | L.SALAUN | LABORATOIRE DEVELOPPEMENT / EPE / FEP020 SIMTEC 20 Hz |  |  | L.SALAUN | No | [21 empty] | 1 - Product quality and specific measurement equipment |  |  |  | Température | -40/+100 °C | ±2 °C | [9 empty] | FALSE |  | Thermocouple
1364 | CFEP0138_pump | pump | CFEP0138 |  | No |  |  | L.SALAUN | L.SALAUN | LABORATOIRE DEVELOPPEMENT / FEP / FEP-001 |  |  | L.SALAUN | No | [20 empty] | No calibration status | 3 - Not affecting quality equipment |  |  |  | Pression | 0,06/1000 mL/min | ±0,25 %RV | [9 empty] | FALSE |  | pump
1365 | CFEP0139_Pressure sensor | Pressure sensor | CFEP0139 |  | No |  |  | L.SALAUN | L.SALAUN | LABORATOIRE DEVELOPPEMENT / FEP / FEP-003 |  |  | L.SALAUN | No | [14 empty] | PTX 5072 | 4436874 |  |  |  |  | Conform | 1 - Product quality and specific measurement equipment | 21/07/2023 08:37:42 |  |  | Pression | 0/100 mbar | ±0,5 mbar | [9 empty] | FALSE |  | Pressure sensor |  |  | 21/07/2021 08:37:42 |  | 744
1366 | CFEP0140_Pressure sensor | Pressure sensor | CFEP0140 |  | No |  |  | L.SALAUN | L.SALAUN | LABORATOIRE DEVELOPPEMENT / FEP / FEP-027 (station 1) |  |  | L.SALAUN | No | [15 empty] | 4437035 | [5 empty] | 1 - Product quality and specific measurement equipment |  |  |  | Pression | Réformé | Réformé | [9 empty] | FALSE |  | Pressure sensor
1367 | CFEP0141_Pressure sensor | Pressure sensor | CFEP0141 |  | No |  |  | L.SALAUN | L.SALAUN | LABORATOIRE DEVELOPPEMENT / FEP / FEP-027 (station 1) |  |  | L.SALAUN | No | [15 empty] | 446135 | [5 empty] | 1 - Product quality and specific measurement equipment |  |  |  | Pression | Réformé | Réformé | [9 empty] | FALSE |  | Pressure sensor
1368 | CFEP0142_Pressure sensor | Pressure sensor | CFEP0142 |  | No |  |  | L.SALAUN | L.SALAUN | LABORATOIRE DEVELOPPEMENT / FEP / FEP-028 (station 3) |  |  | L.SALAUN | No | [15 empty] | 4437258 |  |  |  |  | Non-conforme | 1 - Product quality and specific measurement equipment |  |  |  | Pression | 0/100 mbar | ±0,5 mbar | [9 empty] | FALSE |  | Pressure sensor
1369 | CFEP0143_Pressure sensor | Pressure sensor | CFEP0143 |  | No |  |  | L.SALAUN | L.SALAUN | LABORATOIRE DEVELOPPEMENT / FEP / FEP-028 (station 3) |  |  | L.SALAUN | No | [15 empty] | 4437002 |  |  |  |  | Conform | 1 - Product quality and specific measurement equipment | 05/07/2024 14:30:25 |  |  | Pression | 0/100 mbar | ±0,5 mbar | [9 empty] | FALSE |  | Pressure sensor |  |  | 05/07/2022 14:30:25 |  | 744
1370 | CFEP0144_Pressure sensor | Pressure sensor | CFEP0144 |  | No |  |  | L.SALAUN | L.SALAUN | LABORATOIRE DEVELOPPEMENT / FEP / FEP-031 |  |  | L.SALAUN | No | [15 empty] | 4437028 |  |  |  |  | Conform | 1 - Product quality and specific measurement equipment | 13/10/2023 13:26:31 |  |  | Pression | 0/100 mbar | ±0,5 mbar | [9 empty] | FALSE |  | Pressure sensor |  |  | 13/10/2021 13:26:31 |  | 744
1371 | CFEP0145_Pressure sensor | Pressure sensor | CFEP0145 |  | No |  |  | L.SALAUN | L.SALAUN | LABORATOIRE DEVELOPPEMENT / FEP / FEP-031 |  |  | L.SALAUN | No | [15 empty] | 4438515 |  |  |  |  | Conform | 1 - Product quality and specific measurement equipment | 13/10/2023 13:30:35 |  |  | Pression | 0/100 mbar | ±0,5 mbar | [9 empty] | FALSE |  | Pressure sensor |  |  | 13/10/2021 13:30:35 |  | 744
1372 | CFEP0146_Pressure sensor | Pressure sensor | CFEP0146 |  | No |  |  | L.SALAUN | L.SALAUN | LABORATOIRE DEVELOPPEMENT / FEP / FEP-003 |  |  | L.SALAUN | No | [15 empty] | 4436011 |  |  |  |  | Conform | 1 - Product quality and specific measurement equipment | 21/07/2023 10:06:17 |  |  | Pression | 0/100 mbar | ±0,5 mbar | [9 empty] | FALSE |  | Pressure sensor |  |  | 21/07/2021 10:06:17 |  | 744
1373 | CFEP0147_Pressure sensor | Pressure sensor | CFEP0147 |  | No |  |  | L.SALAUN | L.SALAUN | LABORATOIRE DEVELOPPEMENT / FEP / FEP-003 |  |  | L.SALAUN | No | [15 empty] | 4438516 |  |  |  |  | Conform | 1 - Product quality and specific measurement equipment | 21/07/2023 09:27:30 |  |  | Pression | 0/100 mbar | ±0,5 mbar | [9 empty] | FALSE |  | Pressure sensor |  |  | 21/07/2021 09:27:30 |  | 744
1374 | CFEP0148_Pressure sensor | Pressure sensor | CFEP0148 |  | No |  |  | L.SALAUN | L.SALAUN | LABORATOIRE DEVELOPPEMENT / FEP / FEP-001 |  |  | L.SALAUN | No | [15 empty] | 4438512 |  |  |  |  | Conform | 1 - Product quality and specific measurement equipment | 16/08/2024 15:16:04 |  |  | Pression | 0/100 mbar | ±0,5 mbar | [9 empty] | FALSE |  | Pressure sensor |  |  | 16/08/2022 15:16:04 |  | 744
1375 | CFEP0149_Pressure sensor | Pressure sensor | CFEP0149 |  | No |  |  | L.SALAUN | L.SALAUN | LABORATOIRE DEVELOPPEMENT / FEP / FEP-036 (ORVR) |  |  | L.SALAUN | No | [14 empty] | PTX 5072 | 10170020 |  |  |  |  | Conform | 1 - Product quality and specific measurement equipment | 21/07/2023 09:41:53 |  |  | Pression | 0/100 mbar | ±0,5 mbar | [9 empty] | FALSE |  | Pressure sensor |  |  | 21/07/2021 09:41:53 |  | 744
1376 | CFEP0150_Pressure sensor | Pressure sensor | CFEP0150 |  | No |  |  | L.SALAUN | L.SALAUN | LABORATOIRE DEVELOPPEMENT / FEP / FEP-051 |  |  | L.SALAUN | No | [15 empty] | 10170019 |  |  |  |  | Conform | 1 - Product quality and specific measurement equipment | 08/06/2024 11:27:56 |  |  | Pression | 0/100 mbar | ±0,5 mbar | [9 empty] | FALSE |  | Pressure sensor |  |  | 08/06/2022 11:27:56 |  | 744
1377 | CFEP0151_Stabilized power supply | Stabilized power supply | CFEP0151 |  | No |  |  | L.SALAUN | L.SALAUN | LABORATOIRE DEVELOPPEMENT / FEP / Alim02 |  |  | L.SALAUN | No | [20 empty] | No calibration status | 3 - Not affecting quality equipment |  |  |  | Electricité | 0/20 V 0/38 A | [10 empty] | FALSE |  | Stabilized power supply
1378 | CFEP0152_Stabilized power supply | Stabilized power supply | CFEP0152 |  | No |  |  | L.SALAUN | L.SALAUN | LABORATOIRE DEVELOPPEMENT / FEP / Alim01 |  |  | L.SALAUN | No | [20 empty] | No calibration status | 3 - Not affecting quality equipment |  |  |  | Electricité | 0/20 V 0/38 A | [10 empty] | FALSE |  | Stabilized power supply
1379 | CFEP0153_Thermocouple | Thermocouple | CFEP0153 |  | No |  |  | L.SALAUN | L.SALAUN | LABORATOIRE DEVELOPPEMENT / FEP / FEP-004 (SIMTEC 10 HZ) |  |  | L.SALAUN | No | [20 empty] | Conform | 1 - Product quality and specific measurement equipment | 05/10/2024 16:07:52 |  |  | Température | -40/+100 °C | ±2 °C | [9 empty] | FALSE |  | Thermocouple |  |  | 05/10/2022 16:07:52 |  | 744
1380 | CFEP0154_Thermocouple | Thermocouple | CFEP0154 |  | No |  |  | L.SALAUN | L.SALAUN | LABORATOIRE DEVELOPPEMENT / FEP / FEP-004 (SIMTEC 10 HZ) |  |  | L.SALAUN | No | [20 empty] | Conform | 1 - Product quality and specific measurement equipment | 05/10/2024 16:04:29 |  |  | Température | -40/+100 °C | ±2 °C | [9 empty] | FALSE |  | Thermocouple |  |  | 05/10/2022 16:04:29 |  | 744
1381 | CFEP0155_Thermocouple | Thermocouple | CFEP0155 |  | No |  |  | L.SALAUN | L.SALAUN | LABORATOIRE DEVELOPPEMENT / EPE / A-ATEX-02 |  |  | L.SALAUN | No | [20 empty] | Conform | 1 - Product quality and specific measurement equipment | 29/07/2024 00:00:00 |  |  | Température | -40/+100 °C | ±2 °C | [9 empty] | FALSE |  | Thermocouple |  |  | 29/07/2022 00:00:00 |  | 744
1382 | CFEP0156_Thermocouple | Thermocouple | CFEP0156 |  | No |  |  | L.SALAUN | L.SALAUN | LABORATOIRE DEVELOPPEMENT / FEP / FEP-027 (station 1) |  |  | L.SALAUN | No | [20 empty] | No calibration status | 1 - Product quality and specific measurement equipment |  |  |  | Température | Perdu | Perdu | [9 empty] | FALSE |  | Thermocouple
1383 | CFEP0157_Thermocouple | Thermocouple | CFEP0157 |  | No |  |  | L.SALAUN | L.SALAUN | LABORATOIRE DEVELOPPEMENT / FEP / FEP-027 (station 1) |  |  | L.SALAUN | No | [21 empty] | 1 - Product quality and specific measurement equipment |  |  |  | Température | 0/+60 °C | ±0,5 °C | [9 empty] | FALSE |  | Thermocouple
1384 | CFEP0158_Thermocouple | Thermocouple | CFEP0158 |  | No |  |  | L.SALAUN | L.SALAUN | LABORATOIRE DEVELOPPEMENT / FEP / FEP-027 (station 1) |  |  | L.SALAUN | No | [20 empty] | Conform | 1 - Product quality and specific measurement equipment | 29/06/2024 10:06:37 |  |  | Température | 0/+60 °C | ±0,5 °C | [9 empty] | FALSE |  | Thermocouple |  |  | 29/06/2022 10:06:37 |  | 744
1385 | CFEP0159_Thermocouple | Thermocouple | CFEP0159 |  | No |  |  | L.SALAUN | L.SALAUN | LABORATOIRE DEVELOPPEMENT / FEP / FEP-028 (station 3) |  |  | L.SALAUN | No | [20 empty] | Non-conforme | 1 - Product quality and specific measurement equipment |  |  |  | Température | -40/+100 °C | ±2 °C | [9 empty] | FALSE |  | Thermocouple
1386 | CFEP0160_Thermocouple | Thermocouple | CFEP0160 |  | No |  |  | L.SALAUN | L.SALAUN | LABORATOIRE DEVELOPPEMENT / FEP / FEP-028 (station 3) |  |  | L.SALAUN | No | [20 empty] | Conform | 1 - Product quality and specific measurement equipment | 05/07/2024 14:38:35 |  |  | Température | 0/+60 °C | ±0,5 °C | [9 empty] | FALSE |  | Thermocouple |  |  | 05/07/2022 14:38:35 |  | 744
1387 | CFEP0161_Thermocouple | Thermocouple | CFEP0161 |  | No |  |  | L.SALAUN | L.SALAUN | LABORATOIRE DEVELOPPEMENT / FEP / FEP-028 (station 3) |  |  | L.SALAUN | No | [20 empty] | Conform | 1 - Product quality and specific measurement equipment | 05/07/2024 14:45:15 |  |  | Température | 0/+60 °C | ±0,5 °C | [9 empty] | FALSE |  | Thermocouple |  |  | 05/07/2022 14:45:15 |  | 744
1388 | CFEP0162_Thermocouple | Thermocouple | CFEP0162 |  | No |  |  | L.SALAUN | L.SALAUN | LABORATOIRE DEVELOPPEMENT / FEP / FEP-031 |  |  | L.SALAUN | No | [20 empty] | Conform | 1 - Product quality and specific measurement equipment | 13/10/2023 13:16:10 |  |  | Température | 0/+60 °C | ±0,5 °C | [9 empty] | FALSE |  | Thermocouple |  |  | 13/10/2021 13:16:10 |  | 744
1389 | CFEP0163_Thermocouple | Thermocouple | CFEP0163 |  | No |  |  | L.SALAUN | L.SALAUN | LABORATOIRE DEVELOPPEMENT / FEP / FEP-031 |  |  | L.SALAUN | No | [20 empty] | Conform | 1 - Product quality and specific measurement equipment | 13/10/2023 13:16:56 |  |  | Température | 0/+60 °C | ±0,5 °C | [9 empty] | FALSE |  | Thermocouple |  |  | 13/10/2021 13:16:56 |  | 744
1390 | CFEP0164_Thermocouple | Thermocouple | CFEP0164 |  | No |  |  | L.SALAUN | L.SALAUN | LABORATOIRE DEVELOPPEMENT / FEP / FEP-029 (station 2) |  |  | L.SALAUN | No | [21 empty] | 1 - Product quality and specific measurement equipment |  |  |  | Température | 0/+60 °C | ±0,5 °C | [9 empty] | FALSE |  | Thermocouple
1391 | CFEP0165_Thermocouple | Thermocouple | CFEP0165 |  | No |  |  | L.SALAUN | L.SALAUN | LABORATOIRE DEVELOPPEMENT / FEP / FEP-003 |  |  | L.SALAUN | No | [20 empty] | Non-conforme | 1 - Product quality and specific measurement equipment |  |  |  | Température | -40/+100 °C | ±2 °C | [9 empty] | FALSE |  | Thermocouple
1392 | CFEP0166_Thermocouple | Thermocouple | CFEP0166 |  | No |  |  | L.SALAUN | L.SALAUN | LABORATOIRE DEVELOPPEMENT / FEP / FEP-003 |  |  | L.SALAUN | No | [20 empty] | Conform | 1 - Product quality and specific measurement equipment | 15/04/2023 15:36:16 |  |  | Température | -40/+100 °C | ±2 °C | [9 empty] | FALSE |  | Thermocouple |  |  | 15/04/2021 15:36:16 |  | 744
1393 | CFEP0167_Thermocouple | Thermocouple | CFEP0167 |  | No |  |  | L.SALAUN | L.SALAUN | LABORATOIRE DEVELOPPEMENT / FEP / FEP-003 |  |  | L.SALAUN | No | [20 empty] | Non-conforme | 1 - Product quality and specific measurement equipment |  |  |  | Température | -40/+100 °C | ±2 °C | [9 empty] | FALSE |  | Thermocouple
1394 | CFEP0168_Pressure sensor | Pressure sensor | CFEP0168 |  | No |  |  | L.SALAUN | L.SALAUN | LABORATOIRE DEVELOPPEMENT / FEP / FEP-001 |  |  | L.SALAUN | No | [15 empty] | 4437258 | [5 empty] | 1 - Product quality and specific measurement equipment |  |  |  | Pression | -100/+200 mbar | ±1 mbar | [9 empty] | FALSE |  | Pressure sensor
1395 | CFEP0170_Pressure sensor | Pressure sensor | CFEP0170 |  | No |  |  | L.SALAUN | L.SALAUN | LABORATOIRE DEVELOPPEMENT / FEP / FEP-002 |  |  | L.SALAUN | No | [15 empty] | 4437002 |  |  |  |  | Conform | 1 - Product quality and specific measurement equipment | 17/02/2024 09:21:38 |  |  | Pression | -100/+200 mbar | ±1 mbar | [9 empty] | FALSE |  | Pressure sensor |  |  | 17/02/2022 09:21:38 |  | 744
1396 | CFEP0171_Volumeter | Volumeter | CFEP0171 |  | No |  |  | L.SALAUN | L.SALAUN | LABORATOIRE DEVELOPPEMENT / FEP / Canne vide-fut\SHED |  |  | L.SALAUN | No | [21 empty] | 1 - Product quality and specific measurement equipment |  |  |  | Débit | 0/60 L | ±1 %RV | [9 empty] | FALSE |  | Volumeter
1397 | CFEP0172_Pressure sensor | Pressure sensor | CFEP0172 |  | No |  |  | L.SALAUN | L.SALAUN | LABORATOIRE DEVELOPPEMENT / FEP / FEP-002 |  |  | L.SALAUN | No | [15 empty] | 4437028 |  |  |  |  | Conform | 1 - Product quality and specific measurement equipment | 16/02/2024 09:02:27 |  |  | Pression | -100/+200 mbar | ±1 mbar | [9 empty] | FALSE |  | Pressure sensor |  |  | 16/02/2022 09:02:27 |  | 744
1398 | CFEP0173_Pressure sensor | Pressure sensor | CFEP0173 |  | No |  |  | L.SALAUN | L.SALAUN | LABORATOIRE DEVELOPPEMENT / FEP / FEP-002 |  |  | L.SALAUN | No | [15 empty] | 10370280 |  |  |  |  | Conform | 1 - Product quality and specific measurement equipment | 17/02/2024 09:11:35 |  |  | Pression | -100/+200 mbar | ±1 mbar | [9 empty] | FALSE |  | Pressure sensor |  |  | 17/02/2022 09:11:35 |  | 744
1399 | CFEP0174_Pressure sensor | Pressure sensor | CFEP0174 |  | No |  |  | L.SALAUN | L.SALAUN | LABORATOIRE DEVELOPPEMENT / FEP / FEP-002 |  |  | L.SALAUN | No | [15 empty] | 10350198 | [5 empty] | 1 - Product quality and specific measurement equipment |  |  |  | Pression | -100/+200 mbar | ±1 mbar | [9 empty] | FALSE |  | Pressure sensor
1400 | CFEP0175_Pressure sensor | Pressure sensor | CFEP0175 |  | No |  |  | L.SALAUN | L.SALAUN | LABORATOIRE DEVELOPPEMENT / FEP / FEP-003 |  |  | L.SALAUN | No | [15 empty] | 10370317 |  |  |  |  | Conform | 1 - Product quality and specific measurement equipment | 17/02/2024 09:31:23 |  |  | Pression | -100/+200 mbar | ±1 mbar | [9 empty] | FALSE |  | Pressure sensor |  |  | 17/02/2022 09:31:23 |  | 744
1401 | CFEP0176_Pressure sensor | Pressure sensor | CFEP0176 |  | No |  |  | L.SALAUN | L.SALAUN | LABORATOIRE DEVELOPPEMENT / FEP / FEP-003 |  |  | L.SALAUN | No | [15 empty] | 10354027 |  |  |  |  | Conform | 1 - Product quality and specific measurement equipment | 17/08/2024 15:48:35 |  |  | Pression | -100/+200 mbar | ±1 mbar | [9 empty] | FALSE |  | Pressure sensor |  |  | 17/08/2022 15:48:35 |  | 744
1402 | CFEP0177_Pressure sensor | Pressure sensor | CFEP0177 |  | No |  |  | L.SALAUN | L.SALAUN | LABORATOIRE DEVELOPPEMENT / FEP / FEP-003 |  |  | L.SALAUN | No | [15 empty] | 10354002 |  |  |  |  | Conform | 1 - Product quality and specific measurement equipment | 17/02/2024 09:55:46 |  |  | Pression | -100/+200 mbar | ±1 mbar | [9 empty] | FALSE |  | Pressure sensor |  |  | 17/02/2022 09:55:46 |  | 744
1403 | CFEP0178_Pressure sensor | Pressure sensor | CFEP0178 |  | No |  |  | L.SALAUN | L.SALAUN | LABORATOIRE DEVELOPPEMENT / FEP / FEP-003 |  |  | L.SALAUN | No | [21 empty] | 1 - Product quality and specific measurement equipment |  |  |  | Pression | -100/+200 mbar | ±1 mbar | [9 empty] | FALSE |  | Pressure sensor
1404 | CFEP0179_Pressure sensor | Pressure sensor | CFEP0179 |  | No |  |  | L.SALAUN | L.SALAUN | LABORATOIRE DEVELOPPEMENT / FEP / Salle ORVR |  |  | L.SALAUN | No | [20 empty] | No calibration status | 3 - Not affecting quality equipment |  |  |  | Pression | Approach device | Approach device | [9 empty] | FALSE |  | Pressure sensor
1405 | CFEP0180_Pressure sensor | Pressure sensor | CFEP0180 |  | No |  |  | L.SALAUN | L.SALAUN | LABORATOIRE DEVELOPPEMENT / FEP / Salle ORVR |  |  | L.SALAUN | No | [20 empty] | No calibration status | 3 - Not affecting quality equipment |  |  |  | Pression | Approach device | Approach device | [9 empty] | FALSE |  | Pressure sensor
1406 | CFEP0181_Standard mass | Standard mass | CFEP0181 |  | No |  |  | L.SALAUN | L.SALAUN | LABORATOIRE DEVELOPPEMENT / FEP / Table pesée ECE34 |  |  | L.SALAUN | No | [20 empty] | Conform | 1 - Product quality and specific measurement equipment | 09/05/2023 17:16:57 |  |  | Masse | 0/10 kg | Respect de la norme détalonnage | [9 empty] | FALSE |  | Standard mass |  |  | 09/05/2018 17:16:57 |  | 1860
1407 | CFEP0182_Standard mass | Standard mass | CFEP0182 |  | No |  |  | L.SALAUN | L.SALAUN | LABORATOIRE DEVELOPPEMENT / FEP / Table pesée ECE34 |  |  | L.SALAUN | No | [20 empty] | Conform | 1 - Product quality and specific measurement equipment | 07/05/2023 17:19:55 |  |  | Masse | 0/20 kg | Respect de la norme détalonnage | [9 empty] | FALSE |  | Standard mass |  |  | 07/05/2018 17:19:55 |  | 1860
1408 | CFEP0183_Thermocouple | Thermocouple | CFEP0183 |  | No |  |  | L.SALAUN | L.SALAUN | LABORATOIRE DEVELOPPEMENT / FEP / FEP-034 Station mobile Laval |  |  | L.SALAUN | No | [21 empty] | 1 - Product quality and specific measurement equipment |  |  |  | Température | -40/+100 °C | ±2 °C | [9 empty] | FALSE |  | Thermocouple
1409 | CFEP0184_Thermocouple | Thermocouple | CFEP0184 |  | No |  |  | L.SALAUN | L.SALAUN | LABORATOIRE DEVELOPPEMENT / FEP / FEP-034 Station mobile Laval |  |  | L.SALAUN | No | [21 empty] | 1 - Product quality and specific measurement equipment |  |  |  | Température | -40/+100 °C | ±2 °C | [9 empty] | FALSE |  | Thermocouple
1410 | CFEP0186_Multimeter | Multimeter | CFEP0186 |  | No |  |  | L.SALAUN | L.SALAUN | LABORATOIRE DEVELOPPEMENT / FEP / Armoire FEP |  |  | L.SALAUN | No | [21 empty] | 1 - Product quality and specific measurement equipment |  |  |  | Electricité | 0/500 Ohm; 0/5 kOhm; 0/50 V DC; 0/500 mA DC | ±0,1 Ohm; ±1 Ohm; ±20 mV; ±1 mA | [9 empty] | FALSE |  | Multimeter
1411 | CFEP0187_Pressure sensor | Pressure sensor | CFEP0187 |  | No |  |  | L.SALAUN | L.SALAUN | LABORATOIRE DEVELOPPEMENT / FEP / FEP-001 |  |  | L.SALAUN | No | [15 empty] | 10370321 |  |  |  |  | Conform | 1 - Product quality and specific measurement equipment | 17/02/2024 09:14:28 |  |  | Pression | -100/+200 mbar | ±1 mbar | [9 empty] | FALSE |  | Pressure sensor |  |  | 17/02/2022 09:14:28 |  | 744
1412 | CFEP0188_Pressure sensor | Pressure sensor | CFEP0188 |  | No |  |  | L.SALAUN | L.SALAUN | LABORATOIRE DEVELOPPEMENT / FEP / FEP-001 |  |  | L.SALAUN | No | [21 empty] | 1 - Product quality and specific measurement equipment |  |  |  | Pression | -100/+200 mbar | ±1 mbar | [9 empty] | FALSE |  | Pressure sensor
1413 | CFEP0189_Pressure sensor | Pressure sensor | CFEP0189 |  | No |  |  | L.SALAUN | L.SALAUN | LABORATOIRE DEVELOPPEMENT / FEP / FEP-001 |  |  | L.SALAUN | No | [15 empty] | 4446135 |  |  |  |  | Conform | 1 - Product quality and specific measurement equipment | 16/02/2024 16:14:02 |  |  | Pression | -100/+200 mbar | ±1 mbar | [9 empty] | FALSE |  | Pressure sensor |  |  | 16/02/2022 16:14:02 |  | 744
1414 | CFEP0190_Pressure sensor | Pressure sensor | CFEP0190 |  | No |  |  | L.SALAUN | L.SALAUN | LABORATOIRE DEVELOPPEMENT / FEP / FEP-001 |  |  | L.SALAUN | No | [15 empty] | 10446346 |  |  |  |  | Conform | 1 - Product quality and specific measurement equipment | 17/08/2024 00:00:00 |  |  | Pression | 0/100 mbar | ±0,5 mbar | [9 empty] | FALSE |  | Pressure sensor |  |  | 17/08/2022 00:00:00 |  | 744
1415 | CFEP0191_Pressure sensor | Pressure sensor | CFEP0191 |  | No |  |  | L.SALAUN | L.SALAUN | LABORATOIRE DEVELOPPEMENT / FEP / FEP-002 |  |  | L.SALAUN | No | [15 empty] | 2626857 |  |  |  |  | Conform | 1 - Product quality and specific measurement equipment | 16/08/2024 15:21:58 |  |  | Pression | 0/100 mbar | ±0,5 mbar | [9 empty] | FALSE |  | Pressure sensor |  |  | 16/08/2022 15:21:58 |  | 744
1416 | CFEP0192_Pressure sensor | Pressure sensor | CFEP0192 |  | No |  |  | L.SALAUN | L.SALAUN | LABORATOIRE DEVELOPPEMENT / FEP / FEP-003 |  |  | L.SALAUN | No | [15 empty] | 10441658 |  |  |  |  | Conform | 1 - Product quality and specific measurement equipment | 16/08/2024 15:29:02 |  |  | Pression | 0/100 mbar | ±0,5 mbar | [9 empty] | FALSE |  | Pressure sensor |  |  | 16/08/2022 15:29:02 |  | 744
1417 | CFEP0193_Ruler | Ruler | CFEP0193 |  | No |  |  | L.SALAUN | L.SALAUN | LABORATOIRE DEVELOPPEMENT / FEP / A-ATEX-03 |  |  | L.SALAUN | No | [20 empty] | Conform | 1 - Product quality and specific measurement equipment | 06/09/2026 00:00:00 |  |  | Dimensionnel | 0/1000 mm | ±0,5 mm | [9 empty] | FALSE |  | Ruler |  |  | 06/09/2016 00:00:00 |  | 3720
1418 | CFEP0194_Ruler | Ruler | CFEP0194 |  | No |  |  | L.SALAUN | L.SALAUN | LABORATOIRE DEVELOPPEMENT / FEP / A-ATEX-03 |  |  | L.SALAUN | No | [20 empty] | Conform | 1 - Product quality and specific measurement equipment | 06/09/2026 00:00:00 |  |  | Dimensionnel | 0/1000 mm | ±0,5 mm | [9 empty] | FALSE |  | Ruler |  |  | 06/09/2016 00:00:00 |  | 3720
1419 | CFEP0195_Ruler | Ruler | CFEP0195 |  | No |  |  | L.SALAUN | L.SALAUN | LABORATOIRE DEVELOPPEMENT / FEP / A-ATEX-03 |  |  | L.SALAUN | No | [20 empty] | Conform | 1 - Product quality and specific measurement equipment | 06/09/2026 00:00:00 |  |  | Dimensionnel | 0/1000 mm | ±0,5 mm | [9 empty] | FALSE |  | Ruler |  |  | 06/09/2016 00:00:00 |  | 3720
1420 | CFEP0196_Multimeter | Multimeter | CFEP0196 |  | No |  |  | L.SALAUN | L.SALAUN | LABORATOIRE DEVELOPPEMENT / FEP / Armoire FEP |  |  | L.SALAUN | No | [21 empty] | 1 - Product quality and specific measurement equipment |  |  |  | Electricité | 0/500 Ohm; 0/5 kOhm; 0/50 V DC; 0/500 mA DC | ±0,1 Ohm; ±1 Ohm; ±20 mV; ±1 mA | [9 empty] | FALSE |  | Multimeter
1421 | CFEP0197_Thermocouple | Thermocouple | CFEP0197 |  | No |  |  | L.SALAUN | L.SALAUN | LABORATOIRE DEVELOPPEMENT / FEP / FEP-001 |  |  | L.SALAUN | No | [21 empty] | 1 - Product quality and specific measurement equipment |  |  |  | Température | -40/+100 °C | ±2 °C | [9 empty] | FALSE |  | Thermocouple
1422 | CFEP0198_Thermocouple | Thermocouple | CFEP0198 |  | No |  |  | L.SALAUN | L.SALAUN | LABORATOIRE DEVELOPPEMENT / FEP / FEP-003 |  |  | L.SALAUN | No | [20 empty] | Out of date | 1 - Product quality and specific measurement equipment | 04/11/2022 08:53:39 |  |  | Température | -40/+100 °C | ±2 °C | [9 empty] | FALSE |  | Thermocouple |  |  | 04/11/2020 08:53:39 |  | 744
1423 | CFEP0199_Thermocouple | Thermocouple | CFEP0199 |  | No |  |  | L.SALAUN | L.SALAUN | LABORATOIRE DEVELOPPEMENT / FEP / FEP-027 (station 1) |  |  | L.SALAUN | No | [20 empty] | Conform | 1 - Product quality and specific measurement equipment | 29/06/2024 09:57:41 |  |  | Température | 0/+60 °C | ±0,5 °C | [9 empty] | FALSE |  | Thermocouple |  |  | 29/06/2022 09:57:41 |  | 744
1424 | CFEP0200_Soaking room | Soaking room | CFEP0200 |  | No |  |  | L.SALAUN | L.SALAUN | LABORATOIRE DEVELOPPEMENT / FEP / FEP 024 (Salle chaude n°5) |  |  | L.SALAUN | No | [14 empty] | 02-APS2000 | / |  |  |  |  | Conform | 1 - Product quality and specific measurement equipment | 15/02/2023 13:32:05 |  |  | Température | 40/70 °C | ±2 °C | [9 empty] | FALSE |  | Soaking room |  |  | 15/02/2022 13:32:05 |  | 372
1425 | CFEP0201_Soaking room | Soaking room | CFEP0201 |  | No |  |  | L.SALAUN | L.SALAUN | LABORATOIRE DEVELOPPEMENT / FEP / FEP 025 (Salle chaude n°6) |  |  | L.SALAUN | No | [14 empty] | 02-AP000ALV | [5 empty] | Out of date | 1 - Product quality and specific measurement equipment | 01/02/2023 14:30:37 |  |  | Température | 40/70 °C | ±2 °C | [9 empty] | FALSE |  | Soaking room |  |  | 01/02/2022 14:30:37 |  | 372
1426 | CFEP0202_Soaking room | Soaking room | CFEP0202 |  | No |  |  | L.SALAUN | L.SALAUN | LABORATOIRE DEVELOPPEMENT / FEP / FEP-026 (Salle chaude n°7) |  |  | L.SALAUN | No | [20 empty] | Conform | 1 - Product quality and specific measurement equipment | 01/08/2023 00:00:00 |  |  | Température | -40/+70 °C | ±2 °C | [9 empty] | FALSE |  | Soaking room |  |  | 01/08/2022 00:00:00 |  | 372
1427 | CFEP0203_Thermohygrometer | Thermohygrometer | CFEP0203 |  | No |  |  | L.SALAUN | L.SALAUN | LABORATOIRE DEVELOPPEMENT / FEP |  |  | L.SALAUN | No | [20 empty] | No calibration status | 1 - Product quality and specific measurement equipment |  |  |  | Humidité | Approach device | Approach device | [9 empty] | FALSE |  | Thermohygrometer
1428 | CFEP0204_Thermohygrometer | Thermohygrometer | CFEP0204 |  | No |  |  | L.SALAUN | L.SALAUN | LABORATOIRE DEVELOPPEMENT / FEP |  |  | L.SALAUN | No | [20 empty] | No calibration status | 1 - Product quality and specific measurement equipment |  |  |  | Humidité | Approach device | Approach device | [9 empty] | FALSE |  | Thermohygrometer
1429 | CFEP0205_Scale | Scale | CFEP0205 |  | No |  |  | L.SALAUN | L.SALAUN | LABORATOIRE DEVELOPPEMENT / FEP / Balance canister ORVR |  |  | L.SALAUN | No | [14 empty] | PCB 6000-1 | WD 150069711 |  |  |  |  | Conform | 1 - Product quality and specific measurement equipment | 18/07/2024 11:37:42 |  |  | Masse | 0,5/6 kg | ±0,5 g | [9 empty] | FALSE |  | Scale |  |  | 18/07/2022 11:37:42 |  | 744
1430 | CFEP0206_Standard mass | Standard mass | CFEP0206 |  | No |  |  | L.SALAUN | L.SALAUN | LABORATOIRE DEVELOPPEMENT / FEP / Table pesée ECE34 |  |  | L.SALAUN | No | [15 empty] | ZG 3279 |  |  |  |  | Conform | 1 - Product quality and specific measurement equipment | 02/09/2027 15:32:47 |  |  | Masse | 0/5 kg | Respect de la norme détalonnage | [9 empty] | FALSE |  | Standard mass |  |  | 02/09/2022 15:32:47 |  | 1860
1431 | CFEP0207_Standard mass | Standard mass | CFEP0207 |  | No |  |  | L.SALAUN | L.SALAUN | LABORATOIRE DEVELOPPEMENT / FEP / Table pesée ECE34 |  |  | L.SALAUN | No | [15 empty] | 700606/06 |  |  |  |  | Conform | 1 - Product quality and specific measurement equipment | 31/08/2027 00:00:00 |  |  | Masse | 0/5 kg | Respect de la norme détalonnage | [9 empty] | FALSE |  | Standard mass |  |  | 31/08/2022 00:00:00 |  | 1860
1432 | CFEP0208_Standard mass | Standard mass | CFEP0208 |  | No |  |  | L.SALAUN | L.SALAUN | LABORATOIRE DEVELOPPEMENT / FEP / Table pesée ECE34 |  |  | L.SALAUN | No | [20 empty] | Conform | 1 - Product quality and specific measurement equipment | 02/09/2027 15:37:53 |  |  | Masse | 0/5 kg | Respect de la norme détalonnage | [9 empty] | FALSE |  | Standard mass |  |  | 02/09/2022 15:37:53 |  | 1860
1433 | CFEP0209_Standard mass | Standard mass | CFEP0209 |  | No |  |  | L.SALAUN | L.SALAUN | LABORATOIRE DEVELOPPEMENT / FEP / Table pesée ECE34 |  |  | L.SALAUN | No | [15 empty] | 74700/06 |  |  |  |  | Non-conforme | 1 - Product quality and specific measurement equipment |  |  |  | Masse | 0/5 kg | Respect de la norme détalonnage | [9 empty] | FALSE |  | Standard mass
1434 | CFEP0210_Standard mass | Standard mass | CFEP0210 |  | No |  |  | L.SALAUN | L.SALAUN | LABORATOIRE DEVELOPPEMENT / FEP / Table pesée ECE34 |  |  | L.SALAUN | No | [20 empty] | Conforme | 1 - Product quality and specific measurement equipment |  |  |  | Masse | 0/5 kg | Respect de la norme détalonnage | [9 empty] | FALSE |  | Standard mass
1435 | CFEP0211_Standard mass | Standard mass | CFEP0211 |  | No |  |  | L.SALAUN | L.SALAUN | LABORATOIRE DEVELOPPEMENT / FEP / Table pesée ECE34 |  |  | L.SALAUN | No | [15 empty] | ZK 3179 |  |  |  |  | Out of date | 1 - Product quality and specific measurement equipment | 02/05/2022 00:00:00 |  |  | Masse | 0/10 kg | Respect de la norme détalonnage | [9 empty] | FALSE |  | Standard mass |  |  | 02/05/2017 00:00:00 |  | 1860
1436 | CFEP0212_Standard mass | Standard mass | CFEP0212 |  | No |  |  | L.SALAUN | L.SALAUN | LABORATOIRE DEVELOPPEMENT / FEP / Table pesée ECE34 |  |  | L.SALAUN | No | [15 empty] | ZK 3178 |  |  |  |  | Conform | 1 - Product quality and specific measurement equipment | 02/09/2027 00:00:00 |  |  | Masse | 0/10 kg | Respect de la norme détalonnage | [9 empty] | FALSE |  | Standard mass |  |  | 02/09/2022 00:00:00 |  | 1860
1437 | CFEP0213_Standard mass | Standard mass | CFEP0213 |  | No |  |  | L.SALAUN | L.SALAUN | LABORATOIRE DEVELOPPEMENT / FEP / Table pesée ECE34 |  |  | L.SALAUN | No | [15 empty] | ZK 3180 |  |  |  |  | Conform | 1 - Product quality and specific measurement equipment | 02/09/2027 00:00:00 |  |  | Masse | 0/10 kg | Respect de la norme détalonnage | [9 empty] | FALSE |  | Standard mass |  |  | 02/09/2022 00:00:00 |  | 1860
1438 | CFEP0214_Standard mass | Standard mass | CFEP0214 |  | No |  |  | L.SALAUN | L.SALAUN | LABORATOIRE DEVELOPPEMENT / FEP / Table pesée ECE34 |  |  | L.SALAUN | No | [15 empty] | 5570288 |  |  |  |  | Conform | 1 - Product quality and specific measurement equipment | 31/08/2027 00:00:00 |  |  | Masse | 0/5 kg | Respect de la norme détalonnage | [9 empty] | FALSE |  | Standard mass |  |  | 31/08/2022 00:00:00 |  | 1860
1439 | CFEP0215_Standard mass | Standard mass | CFEP0215 |  | No |  |  | L.SALAUN | L.SALAUN | LABORATOIRE DEVELOPPEMENT / FEP / Table pesée ECE34 |  |  | L.SALAUN | No | [15 empty] | 5570188 |  |  |  |  | Conform | 1 - Product quality and specific measurement equipment | 02/09/2027 00:00:00 |  |  | Masse | 0/5 kg | Respect de la norme détalonnage | [9 empty] | FALSE |  | Standard mass |  |  | 02/09/2022 00:00:00 |  | 1860
1440 | CFEP0216_Standard mass | Standard mass | CFEP0216 |  | No |  |  | L.SALAUN | L.SALAUN | LABORATOIRE DEVELOPPEMENT / FEP / Table pesée ECE34 |  |  | L.SALAUN | No | [20 empty] | Conform | 1 - Product quality and specific measurement equipment | 02/09/2027 00:00:00 |  |  | Masse | 0/2 kg | Respect de la norme détalonnage | [9 empty] | FALSE |  | Standard mass |  |  | 02/09/2022 00:00:00 |  | 1860
1441 | CFEP0217_Volumeter | Volumeter | CFEP0217 |  | No |  |  | L.SALAUN | L.SALAUN | LABORATOIRE DEVELOPPEMENT / FEP / Station mobile |  |  | L.SALAUN | No | [20 empty] | Out of date | 1 - Product quality and specific measurement equipment | 28/01/2023 16:11:58 |  |  | Débit | 0/120 L | ±1 %RV | [9 empty] | FALSE |  | Volumeter |  |  | 28/01/2021 16:11:58 |  | 744
1442 | CFEP0218_Volumeter | Volumeter | CFEP0218 |  | No |  |  | L.SALAUN | L.SALAUN | LABORATOIRE DEVELOPPEMENT / FEP / Station mobile ESS |  |  | L.SALAUN | No | [14 empty] | FC00408X00 | Ln1352632 |  |  |  |  | Out of date | 1 - Product quality and specific measurement equipment | 29/01/2023 09:04:54 |  |  | Débit | 0/120 L | ±1 %RV | [9 empty] | FALSE |  | Volumeter |  |  | 29/01/2021 09:04:54 |  | 744
1443 | CFEP0219_Thickness gauge | Thickness gauge | CFEP0219 |  | No |  |  | L.SALAUN | L.SALAUN | LABORATOIRE DEVELOPPEMENT / FEP / A-ATEX-03 |  |  | L.SALAUN | No | [20 empty] | Conform | 1 - Product quality and specific measurement equipment |  |  |  | Dimensionnel | 0/100 mm | ±4 µm | [9 empty] | FALSE |  | Thickness gauge |  |  | 14/02/2017 00:00:00 |  | 9999
1444 | CFEP0220_Volumeter | Volumeter | CFEP0220 |  | No |  |  | L.SALAUN | L.SALAUN | LABORATOIRE DEVELOPPEMENT / FEP / Canne vide-fut |  |  | L.SALAUN | No | [20 empty] | Out of date | 1 - Product quality and specific measurement equipment | 21/01/2021 00:00:00 |  |  | Débit | 0/120 L | ±1 %RV | [9 empty] | FALSE |  | Volumeter |  |  | 21/01/2019 00:00:00 |  | 744
1445 | CFEP0221_Liquid flowmeter | Liquid flowmeter | CFEP0221 |  | No |  |  | L.SALAUN | L.SALAUN | LABORATOIRE DEVELOPPEMENT / FEP / FEP-0330 ess |  |  | L.SALAUN | No | [20 empty] | Conform | 1 - Product quality and specific measurement equipment | 16/09/2023 08:47:26 |  |  | Débit | 0/120 L; 5/60 L/min | ±0,3 L; ±1 L/min | [9 empty] | FALSE |  | Liquid flowmeter |  |  | 16/09/2021 08:47:26 |  | 744
1446 | CFEP0222_Liquid flowmeter | Liquid flowmeter | CFEP0222 |  | No |  |  | L.SALAUN | L.SALAUN | LABORATOIRE DEVELOPPEMENT / FEP / FEP-0330 dies |  |  | L.SALAUN | No | [20 empty] | Conform | 1 - Product quality and specific measurement equipment | 16/09/2023 08:48:39 |  |  | Débit | 0/120 L; 10/109 L/min | ±0,3 L; ±1 L/min | [9 empty] | FALSE |  | Liquid flowmeter |  |  | 16/09/2021 08:48:39 |  | 744
1447 | CFEP0223_Multimeter | Multimeter | CFEP0223 |  | No |  |  | L.SALAUN | L.SALAUN | LABORATOIRE DEVELOPPEMENT / FEP / FEP-031 |  |  | L.SALAUN | No | [14 empty] | 1604 | 486628 |  |  |  |  | Out of date | 1 - Product quality and specific measurement equipment | 05/11/2022 09:25:12 |  |  | Electricité | 80/400 Ohm; 400/4000 Ohm; 4000/40000 Ohm | ±0,6 Ohm; ±40 Ohm; ±580 Ohm | [9 empty] | FALSE |  | Multimeter |  |  | 05/11/2020 09:25:12 |  | 744
1448 | CFEP0224_Multimeter | Multimeter | CFEP0224 |  | No |  |  | L.SALAUN | L.SALAUN | LABORATOIRE DEVELOPPEMENT / FEP / FEP-028 (station 3) |  |  | L.SALAUN | No | [14 empty] | 1604 | 486623 |  |  |  |  | Conform | 1 - Product quality and specific measurement equipment | 05/07/2024 15:01:48 |  |  | Electricité | 80/400 Ohm; 400/4000 Ohm; 4000/40000 Ohm | ±0,6 Ohm; ±40 Ohm; ±580 Ohm | [9 empty] | FALSE |  | Multimeter |  |  | 05/07/2022 15:01:48 |  | 744
1449 | CFEP0225_Multimeter | Multimeter | CFEP0225 |  | No |  |  | L.SALAUN | L.SALAUN | LABORATOIRE DEVELOPPEMENT / FEP / FEP-027 (station 1) |  |  | L.SALAUN | No | [14 empty] | 1604 | 486625 |  |  |  |  | Conform | 1 - Product quality and specific measurement equipment | 28/06/2024 15:35:23 |  |  | Electricité | 80/400 Ohm; 400/4000 Ohm; 4000/40000 Ohm | ±0,6 Ohm; ±40 Ohm; ±580 Ohm | [9 empty] | FALSE |  | Multimeter |  |  | 28/06/2022 15:35:23 |  | 744
1450 | CFEP0226_Multimeter | Multimeter | CFEP0226 |  | No |  |  | L.SALAUN | L.SALAUN | LABORATOIRE DEVELOPPEMENT / FEP / FEP-027 STATION 1 |  |  | L.SALAUN | No | [14 empty] | 1604 | 486633 |  |  |  |  | Conform | 1 - Product quality and specific measurement equipment | 28/06/2024 15:40:00 |  |  | Electricité | 80/400 Ohm; 400/4000 Ohm; 4000/40000 Ohm | ±0,6 Ohm; ±40 Ohm; ±580 Ohm | [9 empty] | FALSE |  | Multimeter |  |  | 28/06/2022 15:40:00 |  | 744
1451 | CFEP0227_Multimeter | Multimeter | CFEP0227 |  | No |  |  | L.SALAUN | L.SALAUN | LABORATOIRE DEVELOPPEMENT / FEP / FEP-028 (station 3) |  |  | L.SALAUN | No | [14 empty] | 1604 | 486626 |  |  |  |  | Conform | 1 - Product quality and specific measurement equipment | 05/07/2024 15:07:10 |  |  | Electricité | 80/400 Ohm; 400/4000 Ohm; 4000/40000 Ohm | ±0,6 Ohm; ±40 Ohm; ±580 Ohm | [9 empty] | FALSE |  | Multimeter |  |  | 05/07/2022 15:07:10 |  | 744
1452 | CFEP0228_Multimeter | Multimeter | CFEP0228 |  | No |  |  | L.SALAUN | L.SALAUN | LABORATOIRE DEVELOPPEMENT / FEP / FEP-031 |  |  | L.SALAUN | No | [14 empty] | 1604 | 486627 |  |  |  |  | Out of date | 1 - Product quality and specific measurement equipment | 05/11/2022 09:32:43 |  |  | Electricité | 80/400 Ohm; 400/4000 Ohm; 4000/400000 Ohm | ±0,6 Ohm; ±40 Ohm; ±580 Ohm | [9 empty] | FALSE |  | Multimeter |  |  | 05/11/2020 09:32:43 |  | 744
1453 | CFEP0229_Stabilized power supply | Stabilized power supply | CFEP0229 |  | No |  |  | L.SALAUN | L.SALAUN | LABORATOIRE DEVELOPPEMENT / EPE / A-ATEX-02 |  |  | L.SALAUN | No | [14 empty] | ALF1225 | L/01303 |  |  |  |  | No calibration status | 3 - Not affecting quality equipment |  |  |  | Electricité | 10/15 V 20/25 A | [10 empty] | FALSE |  | Stabilized power supply
1454 | CFEP0230_Fuel Filter | Fuel Filter | CFEP0230 |  | No |  |  | L.SALAUN | L.SALAUN | LABORATOIRE DEVELOPPEMENT / FEP / Stockage composants |  |  | L.SALAUN | No | [14 empty] | 4003 | [5 empty] | No calibration status | 3 - Not affecting quality equipment |  |  |  | - |  | 7µm | [9 empty] | FALSE |  | Fuel Filter
1455 | CFEP0231_Fuel Filter | Fuel Filter | CFEP0231 |  | No |  |  | L.SALAUN | L.SALAUN | LABORATOIRE DEVELOPPEMENT / FEP / Stockage composants |  |  | L.SALAUN | No | [14 empty] | 4003 | [5 empty] | No calibration status | 3 - Not affecting quality equipment |  |  |  | - |  | 7µm | [9 empty] | FALSE |  | Fuel Filter
1456 | CFEP0232_Fuel Filter | Fuel Filter | CFEP0232 |  | No |  |  | L.SALAUN | L.SALAUN | LABORATOIRE DEVELOPPEMENT / FEP / Stockage composants |  |  | L.SALAUN | No | [14 empty] | 24003 | [5 empty] | No calibration status | 3 - Not affecting quality equipment |  |  |  | - |  | 7µm | [9 empty] | FALSE |  | Fuel Filter
1457 | CFEP0233_Linear displacement transducer | Linear displacement transducer | CFEP0233 |  | No |  |  | L.SALAUN | L.SALAUN | LABORATOIRE DEVELOPPEMENT / EPE / R-ATEX-04 (Servante LVDT ATEX) |  |  | L.SALAUN | No | [14 empty] | X138 | 67290 |  |  |  |  | Conform | 1 - Product quality and specific measurement equipment | 09/03/2023 00:00:00 |  |  | Dimensionnel | 0/100 mm | ± 1 mm | [9 empty] | FALSE |  | Linear displacement transducer |  |  | 09/03/2021 00:00:00 |  | 744
1458 | CFEP0234_Linear displacement transducer | Linear displacement transducer | CFEP0234 |  | No |  |  | L.SALAUN | L.SALAUN | LABORATOIRE DEVELOPPEMENT / EPE / R-ATEX-04 (Servante LVDT ATEX) |  |  | L.SALAUN | No | [14 empty] | X138 | 67286 |  |  |  |  | Conform | 1 - Product quality and specific measurement equipment | 09/03/2023 00:00:00 |  |  | Dimensionnel | 0/100 mm | ± 1 mm | [9 empty] | FALSE |  | Linear displacement transducer |  |  | 09/03/2021 00:00:00 |  | 744
1459 | CFEP0235_Linear displacement transducer | Linear displacement transducer | CFEP0235 |  | No |  |  | L.SALAUN | L.SALAUN | LABORATOIRE DEVELOPPEMENT / EPE / R-ATEX-04 (Servante LVDT ATEX) |  |  | L.SALAUN | No | [14 empty] | X138 | 67284 |  |  |  |  | Conform | 1 - Product quality and specific measurement equipment | 09/03/2023 00:00:00 |  |  | Dimensionnel | 0/100 mm | ± 1 mm | [9 empty] | FALSE |  | Linear displacement transducer |  |  | 09/03/2021 00:00:00 |  | 744
1460 | CFEP0236_Linear displacement transducer | Linear displacement transducer | CFEP0236 |  | No |  |  | L.SALAUN | L.SALAUN | LABORATOIRE DEVELOPPEMENT / EPE / R-ATEX-04 (Servante LVDT ATEX) |  |  | L.SALAUN | No | [14 empty] | X138 | 67276 |  |  |  |  | Conform | 1 - Product quality and specific measurement equipment | 09/03/2023 00:00:00 |  |  | Dimensionnel | 0/100 mm | ± 1 mm | [9 empty] | FALSE |  | Linear displacement transducer |  |  | 09/03/2021 00:00:00 |  | 744
1461 | CFEP0237_Linear displacement transducer | Linear displacement transducer | CFEP0237 |  | No |  |  | L.SALAUN | L.SALAUN | LABORATOIRE DEVELOPPEMENT / EPE / R-ATEX-04 (Servante LVDT ATEX) |  |  | L.SALAUN | No | [14 empty] | X138 | 67281 |  |  |  |  | Conform | 1 - Product quality and specific measurement equipment | 09/03/2023 11:39:52 |  |  | Dimensionnel | 0/100 mm | ± 1 mm | [9 empty] | FALSE |  | Linear displacement transducer |  |  | 09/03/2021 11:39:52 |  | 744
1462 | CFEP0238_Linear displacement transducer | Linear displacement transducer | CFEP0238 |  | No |  |  | L.SALAUN | L.SALAUN | LABORATOIRE DEVELOPPEMENT / EPE / R-ATEX-04 (Servante LVDT ATEX) |  |  | L.SALAUN | No | [14 empty] | X138 | 672880 |  |  |  |  | Conform | 1 - Product quality and specific measurement equipment | 09/03/2023 12:02:21 |  |  | Dimensionnel | 0/100 mm | ± 1 mm | [9 empty] | FALSE |  | Linear displacement transducer |  |  | 09/03/2021 12:02:21 |  | 744
1463 | CFEP0239_Linear displacement transducer | Linear displacement transducer | CFEP0239 |  | No |  |  | L.SALAUN | L.SALAUN | LABORATOIRE DEVELOPPEMENT / EPE / R-ATEX-04 (Servante LVDT ATEX) |  |  | L.SALAUN | No | [14 empty] | X138 | 67280 |  |  |  |  | Conform | 1 - Product quality and specific measurement equipment | 09/03/2023 00:00:00 |  |  | Dimensionnel | 0/100 mm | ± 1 mm | [9 empty] | FALSE |  | Linear displacement transducer |  |  | 09/03/2021 00:00:00 |  | 744
1464 | CFEP0240_Linear displacement transducer | Linear displacement transducer | CFEP0240 |  | No |  |  | L.SALAUN | L.SALAUN | LABORATOIRE DEVELOPPEMENT / EPE / R-ATEX-04 (Servante LVDT ATEX) |  |  | L.SALAUN | No | [14 empty] | X138 | 67285 |  |  |  |  | Conform | 1 - Product quality and specific measurement equipment | 11/03/2023 00:00:00 |  |  | Dimensionnel | 0/100 mm | ± 1 mm | [9 empty] | FALSE |  | Linear displacement transducer |  |  | 11/03/2021 00:00:00 |  | 744
1465 | CFEP0241_Linear displacement transducer | Linear displacement transducer | CFEP0241 |  | No |  |  | L.SALAUN | L.SALAUN | LABORATOIRE DEVELOPPEMENT / EPE / R-ATEX-04 (Servante LVDT ATEX) |  |  | L.SALAUN | No | [14 empty] | X138 | 67287 |  |  |  |  | Conform | 1 - Product quality and specific measurement equipment | 09/03/2023 00:00:00 |  |  | Dimensionnel | 0/100 mm | ± 1 mm | [9 empty] | FALSE |  | Linear displacement transducer |  |  | 09/03/2021 00:00:00 |  | 744
1466 | CFEP0242_Linear displacement transducer | Linear displacement transducer | CFEP0242 |  | No |  |  | L.SALAUN | L.SALAUN | LABORATOIRE DEVELOPPEMENT / EPE / R-ATEX-04 (Servante LVDT ATEX) |  |  | L.SALAUN | No | [14 empty] | X138 | 67283 |  |  |  |  | Conform | 1 - Product quality and specific measurement equipment | 09/03/2023 00:00:00 |  |  | Dimensionnel | 0/100 mm | ± 1 mm | [9 empty] | FALSE |  | Linear displacement transducer |  |  | 09/03/2021 00:00:00 |  | 744
1467 | CFEP0243_Linear displacement transducer | Linear displacement transducer | CFEP0243 |  | No |  |  | L.SALAUN | L.SALAUN | LABORATOIRE DEVELOPPEMENT / EPE / R-ATEX-04 (Servante LVDT ATEX) |  |  | L.SALAUN | No | [14 empty] | X138 | 67279 |  |  |  |  | Conform | 1 - Product quality and specific measurement equipment | 09/03/2023 00:00:00 |  |  | Dimensionnel | 0/100 mm | ± 1 mm | [9 empty] | FALSE |  | Linear displacement transducer |  |  | 09/03/2021 00:00:00 |  | 744
1468 | CFEP0244_Linear displacement transducer | Linear displacement transducer | CFEP0244 |  | No |  |  | L.SALAUN | L.SALAUN | LABORATOIRE DEVELOPPEMENT / EPE / R-ATEX-04 (Servante LVDT ATEX) |  |  | L.SALAUN | No | [14 empty] | X138 | 67275 |  |  |  |  | Conform | 1 - Product quality and specific measurement equipment | 09/03/2023 13:34:23 |  |  | Dimensionnel | 0/100 mm | ± 1 mm | [9 empty] | FALSE |  | Linear displacement transducer |  |  | 09/03/2021 13:34:23 |  | 744
1469 | CFEP0245_Linear displacement transducer | Linear displacement transducer | CFEP0245 |  | No |  |  | L.SALAUN | L.SALAUN | LABORATOIRE DEVELOPPEMENT / EPE / R-ATEX-04 (Servante LVDT ATEX) |  |  | L.SALAUN | No | [14 empty] | X138 | 67282 |  |  |  |  | Conform | 1 - Product quality and specific measurement equipment | 09/03/2023 00:00:00 |  |  | Dimensionnel | 0/100 mm | ±1 mm | [9 empty] | FALSE |  | Linear displacement transducer |  |  | 09/03/2021 00:00:00 |  | 744
1470 | CFEP0246_Linear displacement transducer | Linear displacement transducer | CFEP0246 |  | No |  |  | L.SALAUN | L.SALAUN | LABORATOIRE DEVELOPPEMENT / EPE / R-ATEX-04 (Servante LVDT ATEX) |  |  | L.SALAUN | No | [14 empty] | X138 | 67289 |  |  |  |  | Conform | 1 - Product quality and specific measurement equipment | 09/03/2023 00:00:00 |  |  | Dimensionnel | 0/100 mm | ± 1 mm | [9 empty] | FALSE |  | Linear displacement transducer |  |  | 09/03/2021 00:00:00 |  | 744
1471 | CFEP0247_Linear displacement transducer | Linear displacement transducer | CFEP0247 |  | No |  |  | L.SALAUN | L.SALAUN | LABORATOIRE DEVELOPPEMENT / EPE / R-ATEX-04 (Servante LVDT ATEX) |  |  | L.SALAUN | No | [14 empty] | X138 | 67278 |  |  |  |  | Conform | 1 - Product quality and specific measurement equipment | 09/03/2023 11:18:22 |  |  | Dimensionnel | 0/100 mm | ± 1 mm | [9 empty] | FALSE |  | Linear displacement transducer |  |  | 09/03/2021 11:18:22 |  | 744
1472 | CFEP0248_Linear displacement transducer | Linear displacement transducer | CFEP0248 |  | No |  |  | L.SALAUN | L.SALAUN | LABORATOIRE DEVELOPPEMENT / EPE / R-ATEX-04 (Servante LVDT ATEX) |  |  | L.SALAUN | No | [14 empty] | X138 | 67277 |  |  |  |  | Conform | 1 - Product quality and specific measurement equipment | 09/03/2023 13:49:41 |  |  | Dimensionnel | 0/100 mm | ± 1 mm | [9 empty] | FALSE |  | Linear displacement transducer |  |  | 09/03/2021 13:49:41 |  | 744
1473 | CFEP0249_Thermohygrometer | Thermohygrometer | CFEP0249 |  | No |  |  | L.SALAUN | L.SALAUN | LABORATOIRE DEVELOPPEMENT / FEP / Salle chaude |  |  | L.SALAUN | No | [14 empty] | RS-172 | 180126250 |  |  |  |  | No calibration status | 3 - Not affecting quality equipment |  |  |  | Humidité | -10/+40 °C 0/100 %HR | [10 empty] | FALSE |  | Thermohygrometer
1474 | CFEP0250_Thermohygrometer | Thermohygrometer | CFEP0250 |  | No |  |  | L.SALAUN | L.SALAUN | LABORATOIRE DEVELOPPEMENT / FEP / Station shed |  |  | L.SALAUN | No | [14 empty] | RS-172 | 180126236 |  |  |  |  | No calibration status | 3 - Not affecting quality equipment |  |  |  | Humidité | -10/+40 °C 0/100 %HR | [10 empty] | FALSE |  | Thermohygrometer
1475 | CFEP0251_Thermocouple | Thermocouple | CFEP0251 |  | No |  |  | L.SALAUN | L.SALAUN | LABORATOIRE DEVELOPPEMENT / FEP / FEP-001 |  |  | L.SALAUN | No | [20 empty] | Conform | 1 - Product quality and specific measurement equipment | 04/08/2024 10:13:26 |  |  | Température | -40/+100 °C | ±2 °C | [9 empty] | FALSE |  | Thermocouple |  |  | 04/08/2022 10:13:26 |  | 744
1476 | CFEP0252_Thermocouple | Thermocouple | CFEP0252 |  | No |  |  | L.SALAUN | L.SALAUN | LABORATOIRE DEVELOPPEMENT / FEP / FEP-036 (ORVR) |  |  | L.SALAUN | No | [20 empty] | Non-conforme | 1 - Product quality and specific measurement equipment |  |  |  | Température | -40/+100 °C | ±2 °C | [9 empty] | FALSE |  | Thermocouple
1477 | CFEP0253_Thermocouple | Thermocouple | CFEP0253 |  | No |  |  | L.SALAUN | L.SALAUN | LABORATOIRE DEVELOPPEMENT / FEP / FEP-002 |  |  | L.SALAUN | No | [20 empty] | Conform | 1 - Product quality and specific measurement equipment | 04/08/2024 10:16:21 |  |  | Température | -40/+100 °C | ±2 °C | [9 empty] | FALSE |  | Thermocouple |  |  | 04/08/2022 10:16:21 |  | 744
1478 | CFEP0254_Thermocouple | Thermocouple | CFEP0254 |  | No |  |  | L.SALAUN | L.SALAUN | LABORATOIRE DEVELOPPEMENT / EPE / A-ATEX-02 |  |  | L.SALAUN | No | [20 empty] | Non-conforme | 1 - Product quality and specific measurement equipment |  |  |  | Température | -50/+200 °C | ±2 °C | [9 empty] | FALSE |  | Thermocouple
1479 | CFEP0255_Thermocouple | Thermocouple | CFEP0255 |  | No |  |  | L.SALAUN | L.SALAUN | LABORATOIRE DEVELOPPEMENT / EPE / A-ATEX-02 |  |  | L.SALAUN | No | [20 empty] | Non-conforme | 1 - Product quality and specific measurement equipment |  |  |  | Température | -40/+100 °C | ±2 °C | [9 empty] | FALSE |  | Thermocouple
1480 | CFEP0256_Volumeter | Volumeter | CFEP0256 |  | No |  |  | L.SALAUN | L.SALAUN | LABORATOIRE DEVELOPPEMENT / FEP / Canne vide-fut\SHED |  |  | L.SALAUN | No | [14 empty] | K24-A | Ln1425887 |  |  |  |  | Conform | 1 - Product quality and specific measurement equipment | 21/09/2023 11:02:31 |  |  | Débit | 0/120 L | ±1 %RV | [9 empty] | FALSE |  | Volumeter |  |  | 21/09/2020 11:02:31 |  | 1116
1481 | CFEP0257_Pressure sensor | Pressure sensor | CFEP0257 |  | No |  |  | L.SALAUN | L.SALAUN | LABORATOIRE DEVELOPPEMENT / FEP / FEP-027 (station 1) |  |  | L.SALAUN | No | [14 empty] | PTX5072 | 5442031 |  |  |  |  | Conform | 1 - Product quality and specific measurement equipment | 29/06/2024 00:00:00 |  |  | Pression | 0/100 mbar | ±0,5 mbar | [9 empty] | FALSE |  | Pressure sensor |  |  | 29/06/2022 00:00:00 |  | 744
1482 | CFEP0258_Pressure sensor | Pressure sensor | CFEP0258 |  | No |  |  | L.SALAUN | L.SALAUN | LABORATOIRE DEVELOPPEMENT / FEP / FEP-027 (station 1) |  |  | L.SALAUN | No | [14 empty] | PTX5072 | 5442030 |  |  |  |  | Conform | 1 - Product quality and specific measurement equipment | 29/06/2024 11:20:32 |  |  | Pression | 0/100 mbar | ±0,5 mbar | [9 empty] | FALSE |  | Pressure sensor |  |  | 29/06/2022 11:20:32 |  | 744
1483 | CFEP0259_Pressure sensor | Pressure sensor | CFEP0259 |  | No |  |  | L.SALAUN | L.SALAUN | LABORATOIRE DEVELOPPEMENT / FEP / FEP-030 |  |  | L.SALAUN | No | [14 empty] | PTX5072 | 5442029 |  |  |  |  | Conform | 1 - Product quality and specific measurement equipment | 07/09/2024 13:50:04 |  |  | Pression | 0/100 mbar | ±0,5 mbar | [9 empty] | FALSE |  | Pressure sensor |  |  | 07/09/2022 13:50:04 |  | 744
1484 | CFEP0260_Thermocouple | Thermocouple | CFEP0260 |  | No |  |  | L.SALAUN | L.SALAUN | LABORATOIRE DEVELOPPEMENT / FEP / FEP-030 |  |  | L.SALAUN | No | [20 empty] | Conform | 1 - Product quality and specific measurement equipment | 07/09/2024 15:12:32 |  |  | Température | 0/+60 °C | ±0,5 °C | [9 empty] | FALSE |  | Thermocouple |  |  | 07/09/2022 15:12:32 |  | 744
1485 | CFEP0261_Thermocouple | Thermocouple | CFEP0261 |  | No |  |  | L.SALAUN | L.SALAUN | LABORATOIRE DEVELOPPEMENT / FEP / FEP-030 |  |  | L.SALAUN | No | [20 empty] | Conform | 1 - Product quality and specific measurement equipment | 07/09/2024 15:12:01 |  |  | Température | 0/+60 °C | ±0,5 °C | [9 empty] | FALSE |  | Thermocouple |  |  | 07/09/2022 15:12:01 |  | 744
1486 | CFEP0262_measuring chain | measuring chain | CFEP0262 |  | No |  |  | L.SALAUN | L.SALAUN | LABORATOIRE DEVELOPPEMENT / FEP / FEP-030 |  |  | L.SALAUN | No | [21 empty] | 1 - Product quality and specific measurement equipment |  |  |  | Température | 0/+40 °C | ±0,2 °C | [9 empty] | FALSE |  | measuring chain
1487 | CFEP0263_measuring chain | measuring chain | CFEP0263 |  | No |  |  | L.SALAUN | L.SALAUN | LABORATOIRE DEVELOPPEMENT / FEP / FEP-030 |  |  | L.SALAUN | No | [21 empty] | 1 - Product quality and specific measurement equipment |  |  |  | Température | 0/+40 °C | ±0,2 °C | [9 empty] | FALSE |  | measuring chain
1488 | CFEP0264_Thermocouple | Thermocouple | CFEP0264 |  | No |  |  | L.SALAUN | L.SALAUN | LABORATOIRE DEVELOPPEMENT / FEP / FEP-028 (station 3) |  |  | L.SALAUN | No | [20 empty] | Conform | 1 - Product quality and specific measurement equipment | 05/07/2024 14:49:44 |  |  | Température | 0/+60 °C | ±0,5 °C | [9 empty] | FALSE |  | Thermocouple |  |  | 05/07/2022 14:49:44 |  | 744
1489 | CFEP0265-E_FEP-030 (station essence actif) Flow measuring chain | FEP-030 (station essence actif) Flow measuring chain | CFEP0265-E |  | No |  |  | L.SALAUN | L.SALAUN | LABORATOIRE DEVELOPPEMENT / FEP / FEP-030 (pistolet strandard) |  |  | L.SALAUN | No | [15 empty] | / | [5 empty] | 1 - Product quality and specific measurement equipment |  |  |  | Débit | 5/120 L; 15/50 L/min | ±0,2 L; ±1 L/min | [9 empty] | FALSE |  | FEP-030 (station essence actif) Flow measuring chain
1490 | CFEP0266-D_FEP-030 (station diesel) Flow measuring chain | FEP-030 (station diesel) Flow measuring chain | CFEP0266-D |  | No |  |  | L.SALAUN | L.SALAUN | LABORATOIRE DEVELOPPEMENT / FEP / FEP-030 (pistolet strandard) |  |  | L.SALAUN | No | [20 empty] | Out of date | 1 - Product quality and specific measurement equipment | 02/02/2023 16:15:46 |  |  | Débit | 5/120 L; 15/115 L/min | ±0,2 L; ±1 L/min | [9 empty] | FALSE |  | FEP-030 (station diesel) Flow measuring chain |  |  | 02/02/2021 16:15:46 |  | 744
1491 | CFEP0267-D_FEP-030 (station diesel) Flow measuring chain | FEP-030 (station diesel) Flow measuring chain | CFEP0267-D |  | No |  |  | L.SALAUN | L.SALAUN | LABORATOIRE DEVELOPPEMENT / FEP / FEP-030 (truck nozzle) |  |  | L.SALAUN | No | [15 empty] | / | [5 empty] | 1 - Product quality and specific measurement equipment |  |  |  | Débit | 50/120 L; 30/115 L/min | ±0,2 L; ±1 L/min | [9 empty] | FALSE |  | FEP-030 (station diesel) Flow measuring chain
1492 | CFEP0268-E_FEP-030 (Petrol station) Flow measuring chain | FEP-030 (Petrol station) Flow measuring chain | CFEP0268-E |  | No |  |  | L.SALAUN | L.SALAUN | LABORATOIRE DEVELOPPEMENT / FEP / FEP-030 (standard nozzle) |  |  | L.SALAUN | No | [20 empty] | Out of date | 1 - Product quality and specific measurement equipment | 01/02/2023 16:14:13 |  |  | Débit | 5/120 L; 15/72 L/min | ±0,2 L; ±1 L/min | [9 empty] | FALSE |  | FEP-030 (Petrol station) Flow measuring chain |  |  | 01/02/2021 16:14:13 |  | 744
1493 | CFEP0269_Pressure sensor | Pressure sensor | CFEP0269 |  | No |  |  | L.SALAUN | L.SALAUN | LABORATOIRE DEVELOPPEMENT / FEP / FEP-028 (station 3) |  |  | L.SALAUN | No | [14 empty] | PTX5072 | 5445008 |  |  |  |  | Conform | 1 - Product quality and specific measurement equipment | 05/07/2024 14:25:22 |  |  | Pression | 0/100 mbar | ±0,5 mbar | [9 empty] | FALSE |  | Pressure sensor |  |  | 05/07/2022 14:25:22 |  | 744
1494 | CFEP0270_Pressure sensor | Pressure sensor | CFEP0270 |  | No |  |  | L.SALAUN | L.SALAUN | LABORATOIRE DEVELOPPEMENT / FEP / \ |  |  | L.SALAUN | No | [14 empty] | PTX5072 | 5445009 |  |  |  |  | Conform | 1 - Product quality and specific measurement equipment |  |  |  | Pression | 0/100 mbar | ±0,5 mbar | [9 empty] | FALSE |  | Pressure sensor |  |  | 09/12/2021 15:09:09 |  | 744
1495 | CFEP0271_Pressure sensor | Pressure sensor | CFEP0271 |  | No |  |  | L.SALAUN | L.SALAUN | LABORATOIRE DEVELOPPEMENT / FEP / FEP-030 |  |  | L.SALAUN | No | [14 empty] | PTX5072 | 5445007 | [5 empty] | 1 - Product quality and specific measurement equipment |  |  |  | Pression | 0/100 mbar | ±0,5 mbar | [9 empty] | FALSE |  | Pressure sensor
1496 | CFEP0272_Test bench | Test bench | CFEP0272 |  | No |  |  | L.SALAUN | L.SALAUN | LABORATOIRE DEVELOPPEMENT / FEP / FEP-009 |  |  | L.SALAUN | No | [20 empty] | No calibration status | 3 - Not affecting quality equipment |  |  |  | / |  | / | [9 empty] | FALSE |  | Test bench
1497 | CFEP0272-D01_Linear displacement transducer | Linear displacement transducer | CFEP0272-D01 |  | No |  |  | L.SALAUN | L.SALAUN | LABORATOIRE DEVELOPPEMENT / FEP / FEP-009 |  |  | L.SALAUN | No | [14 empty] | X138.100AL200NPRTZ000 | 67048 |  |  |  |  | Conform | 1 - Product quality and specific measurement equipment | 10/08/2023 09:07:13 |  |  | Dimensionnel | 0/100 mm | ± 1 mm | [9 empty] | FALSE |  | Linear displacement transducer |  |  | 10/08/2022 09:07:13 |  | 372
1498 | CFEP0272-D02_Linear displacement transducer | Linear displacement transducer | CFEP0272-D02 |  | No |  |  | L.SALAUN | L.SALAUN | LABORATOIRE DEVELOPPEMENT / FEP / FEP-009 |  |  | L.SALAUN | No | [14 empty] | X138.100AL200NPRTZ000 | 67034 |  |  |  |  | Conform | 1 - Product quality and specific measurement equipment | 10/08/2023 10:10:59 |  |  | Dimensionnel | 0/100 mm | ± 1 mm | [9 empty] | FALSE |  | Linear displacement transducer |  |  | 10/08/2022 10:10:59 |  | 372
1499 | CFEP0272-D03_Linear displacement transducer | Linear displacement transducer | CFEP0272-D03 |  | No |  |  | L.SALAUN | L.SALAUN | LABORATOIRE DEVELOPPEMENT / FEP / FEP-009 |  |  | L.SALAUN | No | [14 empty] | X138.100AL200NPRTZ000 | 67045 |  |  |  |  | Conform | 1 - Product quality and specific measurement equipment | 10/08/2023 10:29:06 |  |  | Dimensionnel | 0/100 mm | ± 1 mm | [9 empty] | FALSE |  | Linear displacement transducer |  |  | 10/08/2022 10:29:06 |  | 372
1500 | CFEP0272-D04_Linear displacement transducer | Linear displacement transducer | CFEP0272-D04 |  | No |  |  | L.SALAUN | L.SALAUN | LABORATOIRE DEVELOPPEMENT / FEP / FEP-009 |  |  | L.SALAUN | No | [14 empty] | X138.100AL200NPRTZ000 | 67041 |  |  |  |  | Conform | 1 - Product quality and specific measurement equipment | 10/08/2023 10:39:22 |  |  | Dimensionnel | 0/100 mm | ± 1 mm | [9 empty] | FALSE |  | Linear displacement transducer |  |  | 10/08/2022 10:39:22 |  | 372
1501 | CFEP0272-D05_Linear displacement transducer | Linear displacement transducer | CFEP0272-D05 |  | No |  |  | L.SALAUN | L.SALAUN | LABORATOIRE DEVELOPPEMENT / FEP / FEP-009 |  |  | L.SALAUN | No | [14 empty] | X138.100AL200NPRTZ000 | 67030 |  |  |  |  | Conform | 1 - Product quality and specific measurement equipment | 10/08/2023 10:48:16 |  |  | Dimensionnel | 0/100 mm | ± 1 mm | [9 empty] | FALSE |  | Linear displacement transducer |  |  | 10/08/2022 10:48:16 |  | 372
1502 | CFEP0272-D06_Linear displacement transducer | Linear displacement transducer | CFEP0272-D06 |  | No |  |  | L.SALAUN | L.SALAUN | LABORATOIRE DEVELOPPEMENT / FEP / FEP-009 |  |  | L.SALAUN | No | [14 empty] | X138.100AL200NPRTZ000 | 67037 |  |  |  |  | Conform | 1 - Product quality and specific measurement equipment | 10/08/2023 11:23:53 |  |  | Dimensionnel | 0/100 mm | ± 1 mm | [9 empty] | FALSE |  | Linear displacement transducer |  |  | 10/08/2022 11:23:53 |  | 372
1503 | CFEP0272-D07_Linear displacement transducer | Linear displacement transducer | CFEP0272-D07 |  | No |  |  | L.SALAUN | L.SALAUN | LABORATOIRE DEVELOPPEMENT / FEP / FEP-009 |  |  | L.SALAUN | No | [14 empty] | X138.100AL200NPRTZ000 | 67050 |  |  |  |  | Conform | 1 - Product quality and specific measurement equipment | 10/08/2023 11:27:32 |  |  | Dimensionnel | 0/100 mm | ± 1 mm | [9 empty] | FALSE |  | Linear displacement transducer |  |  | 10/08/2022 11:27:32 |  | 372
1504 | CFEP0272-D08_Linear displacement transducer | Linear displacement transducer | CFEP0272-D08 |  | No |  |  | L.SALAUN | L.SALAUN | LABORATOIRE DEVELOPPEMENT / FEP / FEP-009 |  |  | L.SALAUN | No | [14 empty] | X138.100AL200NPRTZ000 | 67038 |  |  |  |  | Conform | 1 - Product quality and specific measurement equipment | 10/08/2023 11:35:03 |  |  | Dimensionnel | 0/100 mm | ± 1 mm | [9 empty] | FALSE |  | Linear displacement transducer |  |  | 10/08/2022 11:35:03 |  | 372
1505 | CFEP0272-D09_Linear displacement transducer | Linear displacement transducer | CFEP0272-D09 |  | No |  |  | L.SALAUN | L.SALAUN | LABORATOIRE DEVELOPPEMENT / FEP / FEP-009 |  |  | L.SALAUN | No | [14 empty] | X138.100AL200NPRTZ000 | 67040 |  |  |  |  | Conform | 1 - Product quality and specific measurement equipment | 10/08/2023 11:38:17 |  |  | Dimensionnel | 0/100 mm | ± 1 mm | [9 empty] | FALSE |  | Linear displacement transducer |  |  | 10/08/2022 11:38:17 |  | 372
1506 | CFEP0272-D10_Linear displacement transducer | Linear displacement transducer | CFEP0272-D10 |  | No |  |  | L.SALAUN | L.SALAUN | LABORATOIRE DEVELOPPEMENT / FEP / FEP-009 |  |  | L.SALAUN | No | [14 empty] | X138.100AL200NPRTZ000 | 67049 |  |  |  |  | Conform | 1 - Product quality and specific measurement equipment | 10/08/2023 11:39:39 |  |  | Dimensionnel | 0/100 mm | ± 1 mm | [9 empty] | FALSE |  | Linear displacement transducer |  |  | 10/08/2022 11:39:39 |  | 372
1507 | CFEP0272-D11_Linear displacement transducer | Linear displacement transducer | CFEP0272-D11 |  | No |  |  | L.SALAUN | L.SALAUN | LABORATOIRE DEVELOPPEMENT / FEP / FEP-009 |  |  | L.SALAUN | No | [14 empty] | X138.100AL200NPRTZ000 | 67044 |  |  |  |  | Conform | 1 - Product quality and specific measurement equipment | 10/08/2023 14:27:19 |  |  | Dimensionnel | 0/100 mm | ± 1 mm | [9 empty] | FALSE |  | Linear displacement transducer |  |  | 10/08/2022 14:27:19 |  | 372
1508 | CFEP0272-D12_Linear displacement transducer | Linear displacement transducer | CFEP0272-D12 |  | No |  |  | L.SALAUN | L.SALAUN | LABORATOIRE DEVELOPPEMENT / FEP / FEP-009 |  |  | L.SALAUN | No | [14 empty] | X138.100AL200NPRTZ000 | 67054 |  |  |  |  | Conform | 1 - Product quality and specific measurement equipment | 10/08/2023 15:00:10 |  |  | Dimensionnel | 0/100 mm | ± 1 mm | [9 empty] | FALSE |  | Linear displacement transducer |  |  | 10/08/2022 15:00:10 |  | 372
1509 | CFEP0272-D13_Linear displacement transducer | Linear displacement transducer | CFEP0272-D13 |  | No |  |  | L.SALAUN | L.SALAUN | LABORATOIRE DEVELOPPEMENT / FEP / FEP-009 |  |  | L.SALAUN | No | [14 empty] | X138.100AL200NPRTZ000 | 67033 |  |  |  |  | Conform | 1 - Product quality and specific measurement equipment | 10/08/2023 15:06:49 |  |  | Dimensionnel | 0/100 mm | ± 1 mm | [9 empty] | FALSE |  | Linear displacement transducer |  |  | 10/08/2022 15:06:49 |  | 372
1510 | CFEP0272-D14_Linear displacement transducer | Linear displacement transducer | CFEP0272-D14 |  | No |  |  | L.SALAUN | L.SALAUN | LABORATOIRE DEVELOPPEMENT / FEP / FEP-009 |  |  | L.SALAUN | No | [14 empty] | X138.100AL200NPRTZ000 | 67032 |  |  |  |  | Conform | 1 - Product quality and specific measurement equipment | 10/08/2023 15:10:53 |  |  | Dimensionnel | 0/100 mm | ± 1 mm | [9 empty] | FALSE |  | Linear displacement transducer |  |  | 10/08/2022 15:10:53 |  | 372
1511 | CFEP0272-D15_Linear displacement transducer | Linear displacement transducer | CFEP0272-D15 |  | No |  |  | L.SALAUN | L.SALAUN | LABORATOIRE DEVELOPPEMENT / FEP / FEP-009 |  |  | L.SALAUN | No | [14 empty] | X138.100AL200NPRTZ000 | 67046 |  |  |  |  | Conform | 1 - Product quality and specific measurement equipment | 10/08/2023 15:13:25 |  |  | Dimensionnel | 0/100 mm | ± 1 mm | [9 empty] | FALSE |  | Linear displacement transducer |  |  | 10/08/2022 15:13:25 |  | 372
1512 | CFEP0272-D16_Linear displacement transducer | Linear displacement transducer | CFEP0272-D16 |  | No |  |  | L.SALAUN | L.SALAUN | LABORATOIRE DEVELOPPEMENT / FEP / FEP-009 |  |  | L.SALAUN | No | [14 empty] | X138.100AL200NPRTZ000 | 67052 |  |  |  |  | Conform | 1 - Product quality and specific measurement equipment | 11/08/2023 09:11:58 |  |  | Dimensionnel | 0/100 mm | ± 1 mm | [9 empty] | FALSE |  | Linear displacement transducer |  |  | 11/08/2022 09:11:58 |  | 372
1513 | CFEP0272-D17_Linear displacement transducer | Linear displacement transducer | CFEP0272-D17 |  | No |  |  | L.SALAUN | L.SALAUN | LABORATOIRE DEVELOPPEMENT / FEP / FEP-009 |  |  | L.SALAUN | No | [14 empty] | X138.100AL200NPRTZ000 | 67053 |  |  |  |  | Conform | 1 - Product quality and specific measurement equipment | 11/08/2023 09:17:07 |  |  | Dimensionnel | 0/100 mm | ± 1 mm | [9 empty] | FALSE |  | Linear displacement transducer |  |  | 11/08/2022 09:17:07 |  | 372
1514 | CFEP0272-D18_Linear displacement transducer | Linear displacement transducer | CFEP0272-D18 |  | No |  |  | L.SALAUN | L.SALAUN | LABORATOIRE DEVELOPPEMENT / FEP / FEP-009 |  |  | L.SALAUN | No | [14 empty] | X138.100AL200NPRTZ000 | 67029 |  |  |  |  | Conform | 1 - Product quality and specific measurement equipment | 11/08/2023 09:19:19 |  |  | Dimensionnel | 0/100 mm | ± 1 mm | [9 empty] | FALSE |  | Linear displacement transducer |  |  | 11/08/2022 09:19:19 |  | 372
1515 | CFEP0272-D19_Linear displacement transducer | Linear displacement transducer | CFEP0272-D19 |  | No |  |  | L.SALAUN | L.SALAUN | LABORATOIRE DEVELOPPEMENT / FEP / FEP-009 |  |  | L.SALAUN | No | [14 empty] | X138.100AL200NPRTZ000 | 67031 |  |  |  |  | Conform | 1 - Product quality and specific measurement equipment | 11/08/2023 00:00:00 |  |  | Dimensionnel | 0/100 mm | ± 1 mm | [9 empty] | FALSE |  | Linear displacement transducer |  |  | 11/08/2022 00:00:00 |  | 372
1516 | CFEP0272-D20_Linear displacement transducer | Linear displacement transducer | CFEP0272-D20 |  | No |  |  | L.SALAUN | L.SALAUN | LABORATOIRE DEVELOPPEMENT / FEP / FEP-009 |  |  | L.SALAUN | No | [14 empty] | X138.100AL200NPRTZ000 | 67036 |  |  |  |  | Conform | 1 - Product quality and specific measurement equipment | 11/08/2023 09:26:40 |  |  | Dimensionnel | 0/100 mm | ± 1 mm | [9 empty] | FALSE |  | Linear displacement transducer |  |  | 11/08/2022 09:26:40 |  | 372
1517 | CFEP0272-D21_Linear displacement transducer | Linear displacement transducer | CFEP0272-D21 |  | No |  |  | L.SALAUN | L.SALAUN | LABORATOIRE DEVELOPPEMENT / FEP / FEP-009 |  |  | L.SALAUN | No | [14 empty] | X138.100AL200NPRTZ000 | 67056 |  |  |  |  | Conform | 1 - Product quality and specific measurement equipment | 11/08/2023 10:10:16 |  |  | Dimensionnel | 0/100 mm | ± 1 mm | [9 empty] | FALSE |  | Linear displacement transducer |  |  | 11/08/2022 10:10:16 |  | 372
1518 | CFEP0272-D22_Linear displacement transducer | Linear displacement transducer | CFEP0272-D22 |  | No |  |  | L.SALAUN | L.SALAUN | LABORATOIRE DEVELOPPEMENT / FEP / FEP-009 |  |  | L.SALAUN | No | [14 empty] | X138.100AL200NPRTZ000 | 67028 |  |  |  |  | Conform | 1 - Product quality and specific measurement equipment | 11/08/2023 10:14:51 |  |  | Dimensionnel | 0/100 mm | ± 1 mm | [9 empty] | FALSE |  | Linear displacement transducer |  |  | 11/08/2022 10:14:51 |  | 372
1519 | CFEP0272-D23_Linear displacement transducer | Linear displacement transducer | CFEP0272-D23 |  | No |  |  | L.SALAUN | L.SALAUN | LABORATOIRE DEVELOPPEMENT / FEP / FEP-009 |  |  | L.SALAUN | No | [14 empty] | X138.100AL200NPRTZ000 | 67043 |  |  |  |  | Conform | 1 - Product quality and specific measurement equipment | 11/08/2023 10:25:40 |  |  | Dimensionnel | 0/100 mm | ± 1 mm | [9 empty] | FALSE |  | Linear displacement transducer |  |  | 11/08/2022 10:25:40 |  | 372
1520 | CFEP0272-D24_Linear displacement transducer | Linear displacement transducer | CFEP0272-D24 |  | No |  |  | L.SALAUN | L.SALAUN | LABORATOIRE DEVELOPPEMENT / FEP / FEP-009 |  |  | L.SALAUN | No | [14 empty] | X138.100AL200NPRTZ000 | 67047 |  |  |  |  | Conform | 1 - Product quality and specific measurement equipment | 11/08/2023 10:28:52 |  |  | Dimensionnel | 0/100 mm | ± 1 mm | [9 empty] | FALSE |  | Linear displacement transducer |  |  | 11/08/2022 10:28:52 |  | 372
1521 | CFEP0272-D25_Linear displacement transducer | Linear displacement transducer | CFEP0272-D25 |  | No |  |  | L.SALAUN | L.SALAUN | LABORATOIRE DEVELOPPEMENT / FEP / FEP-009 |  |  | L.SALAUN | No | [14 empty] | X138.100AL200NPRTZ000 | 67039 |  |  |  |  | Conform | 1 - Product quality and specific measurement equipment | 11/08/2023 10:32:18 |  |  | Dimensionnel | 0/100 mm | ± 1 mm | [9 empty] | FALSE |  | Linear displacement transducer |  |  | 11/08/2022 10:32:18 |  | 372
1522 | CFEP0272-D26_Linear displacement transducer | Linear displacement transducer | CFEP0272-D26 |  | No |  |  | L.SALAUN | L.SALAUN | LABORATOIRE DEVELOPPEMENT / FEP / FEP-009 |  |  | L.SALAUN | No | [14 empty] | X138.100AL200NPRTZ000 | 67035 |  |  |  |  | Conform | 1 - Product quality and specific measurement equipment | 11/08/2023 11:26:07 |  |  | Dimensionnel | 0/100 mm | ± 1 mm | [9 empty] | FALSE |  | Linear displacement transducer |  |  | 11/08/2022 11:26:07 |  | 372
1523 | CFEP0272-D27_Linear displacement transducer | Linear displacement transducer | CFEP0272-D27 |  | No |  |  | L.SALAUN | L.SALAUN | LABORATOIRE DEVELOPPEMENT / FEP / FEP-009 |  |  | L.SALAUN | No | [14 empty] | X138.100AL200NPRTZ000 | 67057 |  |  |  |  | Conform | 1 - Product quality and specific measurement equipment | 11/08/2023 11:28:38 |  |  | Dimensionnel | 0/100 mm | ± 1 mm | [9 empty] | FALSE |  | Linear displacement transducer |  |  | 11/08/2022 11:28:38 |  | 372
1524 | CFEP0272-D28_Linear displacement transducer | Linear displacement transducer | CFEP0272-D28 |  | No |  |  | L.SALAUN | L.SALAUN | LABORATOIRE DEVELOPPEMENT / FEP / FEP-009 |  |  | L.SALAUN | No | [14 empty] | X138.100AL200NPRTZ000 | 67055 |  |  |  |  | Conform | 1 - Product quality and specific measurement equipment | 11/08/2023 11:32:00 |  |  | Dimensionnel | 0/100 mm | ± 1 mm | [9 empty] | FALSE |  | Linear displacement transducer |  |  | 11/08/2022 11:32:00 |  | 372
1525 | CFEP0272-D29_Linear displacement transducer | Linear displacement transducer | CFEP0272-D29 |  | No |  |  | L.SALAUN | L.SALAUN | LABORATOIRE DEVELOPPEMENT / FEP / FEP-009 |  |  | L.SALAUN | No | [14 empty] | X138.100AL200NPRTZ000 | 67042 |  |  |  |  | Conform | 1 - Product quality and specific measurement equipment | 11/08/2023 11:37:27 |  |  | Dimensionnel | 0/100 mm | ± 1 mm | [9 empty] | FALSE |  | Linear displacement transducer |  |  | 11/08/2022 11:37:27 |  | 372
1526 | CFEP0272-D30_Linear displacement transducer | Linear displacement transducer | CFEP0272-D30 |  | No |  |  | L.SALAUN | L.SALAUN | LABORATOIRE DEVELOPPEMENT / FEP / FEP-009 |  |  | L.SALAUN | No | [14 empty] | X138.100AL200NPRTZ000 | 67051 |  |  |  |  | Conform | 1 - Product quality and specific measurement equipment | 11/08/2023 11:44:19 |  |  | Dimensionnel | 0/100 mm | ± 1 mm | [9 empty] | FALSE |  | Linear displacement transducer |  |  | 11/08/2022 11:44:19 |  | 372
1527 | CFEP0272-P01_Pressure sensor | Pressure sensor | CFEP0272-P01 |  | No |  |  | L.SALAUN | L.SALAUN | LABORATOIRE DEVELOPPEMENT / FEP / FEP-009 |  |  | L.SALAUN | No | [14 empty] | PR-33XEI | 6940103 |  |  |  |  | Conform | 1 - Product quality and specific measurement equipment | 09/08/2023 09:48:40 |  |  | Pression | -300/600 mbar | ±1,5 mbar | [9 empty] | FALSE |  | Pressure sensor |  |  | 09/08/2022 09:48:40 |  | 372
1528 | CFEP0272-P02_Pressure sensor | Pressure sensor | CFEP0272-P02 |  | No |  |  | L.SALAUN | L.SALAUN | LABORATOIRE DEVELOPPEMENT / FEP / FEP-009 |  |  | L.SALAUN | No | [14 empty] | PR-33XEI | 6940101 |  |  |  |  | Conform | 1 - Product quality and specific measurement equipment | 09/08/2023 09:56:53 |  |  | Pression | -300/600 mbar | ±1,5 mbar | [9 empty] | FALSE |  | Pressure sensor |  |  | 09/08/2022 09:56:53 |  | 372
1529 | CFEP0272-P03_Pressure sensor | Pressure sensor | CFEP0272-P03 |  | No |  |  | L.SALAUN | L.SALAUN | LABORATOIRE DEVELOPPEMENT / FEP / FEP-009 |  |  | L.SALAUN | No | [14 empty] | PR-33XEI | 6940102 |  |  |  |  | Conform | 1 - Product quality and specific measurement equipment | 09/08/2023 10:11:27 |  |  | Pression | -300/600 mbar | ±1,5 mbar | [9 empty] | FALSE |  | Pressure sensor |  |  | 09/08/2022 10:11:27 |  | 372
1530 | CFEP0272-P04_Pressure sensor | Pressure sensor | CFEP0272-P04 |  | No |  |  | L.SALAUN | L.SALAUN | LABORATOIRE DEVELOPPEMENT / FEP / FEP-009 |  |  | L.SALAUN | No | [14 empty] | PR-33XEI | 694099 |  |  |  |  | Conform | 1 - Product quality and specific measurement equipment | 09/08/2023 10:16:39 |  |  | Pression | -300/600 mbar | ±1,5 mbar | [9 empty] | FALSE |  | Pressure sensor |  |  | 09/08/2022 10:16:39 |  | 372
1531 | CFEP0272-P05_Pressure sensor | Pressure sensor | CFEP0272-P05 |  | No |  |  | L.SALAUN | L.SALAUN | LABORATOIRE DEVELOPPEMENT / FEP / FEP-009 |  |  | L.SALAUN | No | [14 empty] | PR-33XEI | 6940100 |  |  |  |  | Conform | 1 - Product quality and specific measurement equipment | 09/08/2023 10:23:45 |  |  | Pression | -300/600 mbar | ±1,5 mbar | [9 empty] | FALSE |  | Pressure sensor |  |  | 09/08/2022 10:23:45 |  | 372
1532 | CFEP0272-T01_Thermocouple | Thermocouple | CFEP0272-T01 |  | No |  |  | L.SALAUN | L.SALAUN | LABORATOIRE DEVELOPPEMENT / FEP / FEP-009 |  |  | L.SALAUN | No | [14 empty] | PT100 | T1 |  |  |  |  | Conform | 1 - Product quality and specific measurement equipment | 09/08/2023 15:03:55 |  |  | Température | -40/+80 °C | ±1,5 °C | [9 empty] | FALSE |  | Thermocouple |  |  | 09/08/2022 15:03:55 |  | 372
1533 | CFEP0272-T02_Thermocouple | Thermocouple | CFEP0272-T02 |  | No |  |  | L.SALAUN | L.SALAUN | LABORATOIRE DEVELOPPEMENT / FEP / FEP-009 |  |  | L.SALAUN | No | [14 empty] | PT100 | t2 |  |  |  |  | Conform | 1 - Product quality and specific measurement equipment | 09/08/2023 15:07:45 |  |  | Température | -40/+80 °C | ±1,5 °C | [9 empty] | FALSE |  | Thermocouple |  |  | 09/08/2022 15:07:45 |  | 372
1534 | CFEP0272-T03_Thermocouple | Thermocouple | CFEP0272-T03 |  | No |  |  | L.SALAUN | L.SALAUN | LABORATOIRE DEVELOPPEMENT / FEP / FEP-009 |  |  | L.SALAUN | No | [14 empty] | PT100 | T3 |  |  |  |  | Conform | 1 - Product quality and specific measurement equipment | 09/08/2023 15:10:06 |  |  | Température | -40/+80 °C | ±1,5 °C | [9 empty] | FALSE |  | Thermocouple |  |  | 09/08/2022 15:10:06 |  | 372
1535 | CFEP0272-T04_Thermocouple | Thermocouple | CFEP0272-T04 |  | No |  |  | L.SALAUN | L.SALAUN | LABORATOIRE DEVELOPPEMENT / FEP / FEP-009 |  |  | L.SALAUN | No | [14 empty] | PT100 | T4 |  |  |  |  | Conform | 1 - Product quality and specific measurement equipment | 09/08/2023 15:12:27 |  |  | Température | -40/+80 °C | ±1,5 °C | [9 empty] | FALSE |  | Thermocouple |  |  | 09/08/2022 15:12:27 |  | 372
1536 | CFEP0272-T05_Thermocouple | Thermocouple | CFEP0272-T05 |  | No |  |  | L.SALAUN | L.SALAUN | LABORATOIRE DEVELOPPEMENT / FEP / FEP-009 |  |  | L.SALAUN | No | [14 empty] | PT100 | T5 |  |  |  |  | Conform | 1 - Product quality and specific measurement equipment | 09/08/2023 15:16:19 |  |  | Température | -40/+80 °C | ±1,5 °C | [9 empty] | FALSE |  | Thermocouple |  |  | 09/08/2022 15:16:19 |  | 372
1537 | CFEP0272-T06_Thermocouple | Thermocouple | CFEP0272-T06 |  | No |  |  | L.SALAUN | L.SALAUN | LABORATOIRE DEVELOPPEMENT / FEP / FEP-009 |  |  | L.SALAUN | No | [14 empty] | PT100 | T6 |  |  |  |  | Conform | 1 - Product quality and specific measurement equipment | 09/08/2023 15:18:10 |  |  | Température | -40/+80 °C | ±1,5 °C | [9 empty] | FALSE |  | Thermocouple |  |  | 09/08/2022 15:18:10 |  | 372
1538 | CFEP0272-T07_Thermocouple | Thermocouple | CFEP0272-T07 |  | No |  |  | L.SALAUN | L.SALAUN | LABORATOIRE DEVELOPPEMENT / FEP / FEP-009 |  |  | L.SALAUN | No | [14 empty] | PT100 | T7 |  |  |  |  | Conform | 1 - Product quality and specific measurement equipment | 09/08/2023 15:20:07 |  |  | Température | -40/+80 °C | ±1,5 °C | [9 empty] | FALSE |  | Thermocouple |  |  | 09/08/2022 15:20:07 |  | 372
1539 | CFEP0272-T08_Thermocouple | Thermocouple | CFEP0272-T08 |  | No |  |  | L.SALAUN | L.SALAUN | LABORATOIRE DEVELOPPEMENT / FEP / FEP-009 |  |  | L.SALAUN | No | [14 empty] | PT100 | T8 |  |  |  |  | Conform | 1 - Product quality and specific measurement equipment | 09/08/2023 15:21:58 |  |  | Température | -40/+80 °C | ±1,5 °C | [9 empty] | FALSE |  | Thermocouple |  |  | 09/08/2022 15:21:58 |  | 372
1540 | CFEP0272-T09_Thermocouple | Thermocouple | CFEP0272-T09 |  | No |  |  | L.SALAUN | L.SALAUN | LABORATOIRE DEVELOPPEMENT / FEP / FEP-009 |  |  | L.SALAUN | No | [14 empty] | PT100 | T9 |  |  |  |  | Conform | 1 - Product quality and specific measurement equipment | 09/08/2023 15:23:39 |  |  | Température | -40/+80 °C | ±1,5 °C | [9 empty] | FALSE |  | Thermocouple |  |  | 09/08/2022 15:23:39 |  | 372
1541 | CFEP0272-T10_Thermocouple | Thermocouple | CFEP0272-T10 |  | No |  |  | L.SALAUN | L.SALAUN | LABORATOIRE DEVELOPPEMENT / FEP / FEP-009 |  |  | L.SALAUN | No | [14 empty] | PT100 | T10 |  |  |  |  | Conform | 1 - Product quality and specific measurement equipment | 09/08/2023 15:25:21 |  |  | Température | -40/+80 °C | ±1,5 °C | [9 empty] | FALSE |  | Thermocouple |  |  | 09/08/2022 15:25:21 |  | 372
1542 | CFEP0273_Multimeter | Multimeter | CFEP0273 |  | No |  |  | L.SALAUN | L.SALAUN | LABORATOIRE DEVELOPPEMENT / FEP / FEP-030 |  |  | L.SALAUN | No | [14 empty] | 1604 | 510377 |  |  |  |  | Out of date | 1 - Product quality and specific measurement equipment | 01/02/2023 16:10:49 |  |  | Electricité | 80/400 Ohm; 400/4000 Ohm; 4000/40000 Ohm | ±0,6 Ohm; ±40 Ohm; ±580 Ohm | [9 empty] | FALSE |  | Multimeter |  |  | 01/02/2021 16:10:49 |  | 744
1543 | CFEP0274_Multimeter | Multimeter | CFEP0274 |  | No |  |  | L.SALAUN | L.SALAUN | LABORATOIRE DEVELOPPEMENT / FEP / FEP-030 |  |  | L.SALAUN | No | [14 empty] | 1604 | 510378 |  |  |  |  | Out of date | 1 - Product quality and specific measurement equipment | 01/02/2023 16:12:48 |  |  | Electricité | 80/400 Ohm; 400/4000 Ohm; 4000/400000 Ohm | ±0,6 Ohm; ±40 Ohm; ±580 Ohm | [9 empty] | FALSE |  | Multimeter |  |  | 01/02/2021 16:12:48 |  | 744
1544 | CFEP0275-E_FEP-031 (station petrol) Flow measuring chain | FEP-031 (station petrol) Flow measuring chain | CFEP0275-E |  | No |  |  | L.SALAUN | L.SALAUN | LABORATOIRE DEVELOPPEMENT / FEP / FEP-031 (pistolet strandard) |  |  | L.SALAUN | No | [20 empty] | Out of date | 1 - Product quality and specific measurement equipment | 25/09/2021 00:00:00 |  |  | Débit | 5/120 L; 15/80 L/min | ±0,2 L; ±1 L/min | [9 empty] | FALSE |  | FEP-031 (station petrol) Flow measuring chain |  |  | 25/09/2019 00:00:00 |  | 744
1545 | CFEP0276-D_FEP-031 (station diesel) Flow measuring chain | FEP-031 (station diesel) Flow measuring chain | CFEP0276-D |  | No |  |  | L.SALAUN | L.SALAUN | LABORATOIRE DEVELOPPEMENT / FEP / FEP-031 (pistolet strandard) |  |  | L.SALAUN | No | [20 empty] | Out of date | 1 - Product quality and specific measurement equipment | 21/11/2021 00:00:00 |  |  | Débit | 5/120 L; 15/110 L/min | ±0,2 L; ±1 L/min | [9 empty] | FALSE |  | FEP-031 (station diesel) Flow measuring chain |  |  | 21/11/2019 00:00:00 |  | 744
1546 | CFEP0277_Thermocouple | Thermocouple | CFEP0277 |  | No |  |  | L.SALAUN | L.SALAUN | LABORATOIRE DEVELOPPEMENT / EPE / FEP-020 SIMTEC 20 Hz |  |  | L.SALAUN | No | [20 empty] | Non-conforme | 1 - Product quality and specific measurement equipment |  |  |  | Température | -40/+100 °C | ±2 °C | [9 empty] | FALSE |  | Thermocouple
1547 | CFEP0278_Thermocouple | Thermocouple | CFEP0278 |  | No |  |  | L.SALAUN | L.SALAUN | LABORATOIRE DEVELOPPEMENT / EPE / FEP-020 SIMTEC 20 Hz |  |  | L.SALAUN | No | [21 empty] | 1 - Product quality and specific measurement equipment |  |  |  | Température | -40/+100 °C | ±2 °C | [9 empty] | FALSE |  | Thermocouple
1548 | CFEP0279_Pressure sensor | Pressure sensor | CFEP0279 |  | No |  |  | L.SALAUN | L.SALAUN | LABORATOIRE DEVELOPPEMENT / FEP / FEP-030 |  |  | L.SALAUN | No | [14 empty] | PTX5072 | 5600462 |  |  |  |  | Conform | 1 - Product quality and specific measurement equipment | 07/09/2024 13:41:30 |  |  | Pression | 0/100 mbar | ±0,5 mbar | [9 empty] | FALSE |  | Pressure sensor |  |  | 07/09/2022 13:41:30 |  | 744
1549 | CFEP0280_Chronometer | Chronometer | CFEP0280 |  | No |  |  | L.SALAUN | L.SALAUN | LABORATOIRE DEVELOPPEMENT / FEP / A-ATEX-03 |  |  | L.SALAUN | No | [14 empty] | 3656230 | / |  |  |  |  | Conform | 1 - Product quality and specific measurement equipment | 13/06/2024 00:00:00 |  |  | Temps-Fréquence | 0/1 h | ±1 s | [9 empty] | FALSE |  | Chronometer |  |  | 13/06/2022 00:00:00 |  | 744
1550 | CFEP0281_Scale | Scale | CFEP0281 |  | No |  |  | L.SALAUN | L.SALAUN | LABORATOIRE DEVELOPPEMENT / FEP / Armoire |  |  | L.SALAUN | No | [14 empty] | DFWATEX 2GD-1UCM | 93728232 |  |  |  |  | Conform | 1 - Product quality and specific measurement equipment | 18/07/2024 15:09:20 |  |  | Masse | 0/60 Kg | ±20 g | [9 empty] | FALSE |  | Scale |  |  | 18/07/2022 15:09:20 |  | 744
1551 | CFEP0282_conditionneur | conditionneur | CFEP0282 |  | No |  |  | L.SALAUN | L.SALAUN | LABORATOIRE DEVELOPPEMENT / FEP / Armoire |  |  | L.SALAUN | No | [20 empty] | No calibration status | 3 - Not affecting quality equipment |  |  |  | Electrique | 0,5/4,5 V | ±0,01% FS | [9 empty] | FALSE |  | conditionneur
1552 | CFEP0283_conditionneur | conditionneur | CFEP0283 |  | No |  |  | L.SALAUN | L.SALAUN | LABORATOIRE DEVELOPPEMENT / FEP / Armoire |  |  | L.SALAUN | No | [20 empty] | No calibration status | 3 - Not affecting quality equipment |  |  |  | Electrique | 0,5/4,5 V | ±0,01% FS | [9 empty] | FALSE |  | conditionneur
1553 | CFEP0284_conditionneur | conditionneur | CFEP0284 |  | No |  |  | L.SALAUN | L.SALAUN | LABORATOIRE DEVELOPPEMENT / FEP / Armoire |  |  | L.SALAUN | No | [20 empty] | No calibration status | 3 - Not affecting quality equipment |  |  |  | Electrique | 0,5/4,5 V | ±0,01% FS | [9 empty] | FALSE |  | conditionneur
1554 | CFEP0285_conditionneur | conditionneur | CFEP0285 |  | No |  |  | L.SALAUN | L.SALAUN | LABORATOIRE DEVELOPPEMENT / FEP / Armoire |  |  | L.SALAUN | No | [20 empty] | No calibration status | 3 - Not affecting quality equipment |  |  |  | Electrique | 0,5/4,5 V | ±0,01% FS | [9 empty] | FALSE |  | conditionneur
1555 | CFEP0286_conditionneur | conditionneur | CFEP0286 |  | No |  |  | L.SALAUN | L.SALAUN | LABORATOIRE DEVELOPPEMENT / FEP / Armoire |  |  | L.SALAUN | No | [20 empty] | No calibration status | 3 - Not affecting quality equipment |  |  |  | Electrique | 0,5/4,5 V | ±0,01% FS | [9 empty] | FALSE |  | conditionneur
1556 | CFEP0287_conditionneur | conditionneur | CFEP0287 |  | No |  |  | L.SALAUN | L.SALAUN | LABORATOIRE DEVELOPPEMENT / FEP / Armoire |  |  | L.SALAUN | No | [20 empty] | No calibration status | 3 - Not affecting quality equipment |  |  |  | Electrique | 0,5/4,5 V | ±0,01% FS | [9 empty] | FALSE |  | conditionneur
1557 | CFEP0288_conditionneur | conditionneur | CFEP0288 |  | No |  |  | L.SALAUN | L.SALAUN | LABORATOIRE DEVELOPPEMENT / FEP / Armoire |  |  | L.SALAUN | No | [20 empty] | No calibration status | 3 - Not affecting quality equipment |  |  |  | Electrique | 0,5/4,5 V | ±0,01% FS | [9 empty] | FALSE |  | conditionneur
1558 | CFEP0289_conditionneur | conditionneur | CFEP0289 |  | No |  |  | L.SALAUN | L.SALAUN | LABORATOIRE DEVELOPPEMENT / FEP / Armoire |  |  | L.SALAUN | No | [20 empty] | No calibration status | 3 - Not affecting quality equipment |  |  |  | Electrique | 0,5/4,5 V | ±0,01% FS | [9 empty] | FALSE |  | conditionneur
1559 | CFEP0290_conditionneur | conditionneur | CFEP0290 |  | No |  |  | L.SALAUN | L.SALAUN | LABORATOIRE DEVELOPPEMENT / FEP / Armoire |  |  | L.SALAUN | No | [20 empty] | No calibration status | 3 - Not affecting quality equipment |  |  |  | Electrique | 0,5/4,5 V | ±0,01% FS | [9 empty] | FALSE |  | conditionneur
1560 | CFEP0291_conditionneur | conditionneur | CFEP0291 |  | No |  |  | L.SALAUN | L.SALAUN | LABORATOIRE DEVELOPPEMENT / FEP / Armoire |  |  | L.SALAUN | No | [20 empty] | No calibration status | 3 - Not affecting quality equipment |  |  |  | Electrique | 0,5/4,5 V | ±0,01% FS | [9 empty] | FALSE |  | conditionneur
1561 | CFEP0292_conditionneur | conditionneur | CFEP0292 |  | No |  |  | L.SALAUN | L.SALAUN | LABORATOIRE DEVELOPPEMENT / FEP / Armoire |  |  | L.SALAUN | No | [20 empty] | No calibration status | 3 - Not affecting quality equipment |  |  |  | Electrique | 0,5/4,5 V | ±0,01% FS | [9 empty] | FALSE |  | conditionneur
1562 | CFEP0293_conditionneur | conditionneur | CFEP0293 |  | No |  |  | L.SALAUN | L.SALAUN | LABORATOIRE DEVELOPPEMENT / FEP / Armoire |  |  | L.SALAUN | No | [20 empty] | No calibration status | 3 - Not affecting quality equipment |  |  |  | Electrique | 0,5/4,5 V | ±0,01% FS | [9 empty] | FALSE |  | conditionneur
1563 | CFEP0294_conditionneur | conditionneur | CFEP0294 |  | No |  |  | L.SALAUN | L.SALAUN | LABORATOIRE DEVELOPPEMENT / FEP / Armoire |  |  | L.SALAUN | No | [20 empty] | No calibration status | 3 - Not affecting quality equipment |  |  |  | Electrique | 0,5/4,5 V | ±0,01% FS | [9 empty] | FALSE |  | conditionneur
1564 | CFEP0295_conditionneur | conditionneur | CFEP0295 |  | No |  |  | L.SALAUN | L.SALAUN | LABORATOIRE DEVELOPPEMENT / FEP / Armoire |  |  | L.SALAUN | No | [20 empty] | No calibration status | 3 - Not affecting quality equipment |  |  |  | Electrique | 0,5/4,5 V | ±0,01% FS | [9 empty] | FALSE |  | conditionneur
1565 | CFEP0296_conditionneur | conditionneur | CFEP0296 |  | No |  |  | L.SALAUN | L.SALAUN | LABORATOIRE DEVELOPPEMENT / FEP / Armoire |  |  | L.SALAUN | No | [20 empty] | No calibration status | 3 - Not affecting quality equipment |  |  |  | Electrique | 0,5/4,5 V | ±0,01% FS | [9 empty] | FALSE |  | conditionneur
1566 | CFEP0297_Multimeter | Multimeter | CFEP0297 |  | No |  |  | L.SALAUN | L.SALAUN | LABORATOIRE DEVELOPPEMENT / FEP / FEP-031 |  |  | L.SALAUN | No | [14 empty] | 1604 | 517771 |  |  |  |  | Conform | 1 - Product quality and specific measurement equipment | 07/10/2024 11:45:53 |  |  | Electricité | 80/400 Ohm; 400/4000 Ohm; 4000/40000 Ohm | ±0,6 Ohm; ±40 Ohm; ±580 Ohm | [9 empty] | FALSE |  | Multimeter |  |  | 07/10/2022 11:45:53 |  | 744
1567 | CFEP0298_Multimeter | Multimeter | CFEP0298 |  | No |  |  | L.SALAUN | L.SALAUN | LABORATOIRE DEVELOPPEMENT / FEP / FEP-031 |  |  | L.SALAUN | No | [14 empty] | 1604 | 517773 |  |  |  |  | Conform | 1 - Product quality and specific measurement equipment | 07/10/2024 11:49:48 |  |  | Electricité | 80/400 Ohm; 400/4000 Ohm; 4000/40000 Ohm | ±0,6 Ohm; ±40 Ohm; ±580 Ohm | [9 empty] | FALSE |  | Multimeter |  |  | 07/10/2022 11:49:48 |  | 744
1568 | CFEP0299_Volumeter | Volumeter | CFEP0299 |  | No |  |  | L.SALAUN | L.SALAUN | LABORATOIRE DEVELOPPEMENT / FEP / Canne vide-fut |  |  | L.SALAUN | No | [14 empty] | F00408X00 | / |  |  |  |  | Conform | 1 - Product quality and specific measurement equipment | 09/02/2023 10:34:54 |  |  | Débit | 0/120 L | ±1 %RV | [9 empty] | FALSE |  | Volumeter |  |  | 09/02/2021 10:34:54 |  | 744
1569 | CFEP0300_Volumeter | Volumeter | CFEP0300 |  | No |  |  | L.SALAUN | L.SALAUN | LABORATOIRE DEVELOPPEMENT / FEP / Canne vide-fut |  |  | L.SALAUN | No | [14 empty] | F00408X00 | / | [5 empty] | 1 - Product quality and specific measurement equipment |  |  |  | Débit | 0/120 L | ±1 %RV | [9 empty] | FALSE |  | Volumeter
1570 | CFEP0301_Volumeter | Volumeter | CFEP0301 |  | No |  |  | L.SALAUN | L.SALAUN | LABORATOIRE DEVELOPPEMENT / EPE / CANNE VIDE FUT |  |  | L.SALAUN | No | [14 empty] | F00408X00 | [5 empty] | Conform | 1 - Product quality and specific measurement equipment | 09/02/2023 10:36:39 |  |  | Débit | 0/120 L | ±1 %RV | [9 empty] | FALSE |  | Volumeter |  |  | 09/02/2021 10:36:39 |  | 744
1571 | CFEP0302_conditionneur | conditionneur | CFEP0302 |  | No |  |  | L.SALAUN | L.SALAUN | LABORATOIRE DEVELOPPEMENT / FEP / Armoire |  |  | L.SALAUN | No | [20 empty] | No calibration status | 3 - Not affecting quality equipment |  |  |  | Electrique | 0,5/4,5 V | ±0,01% FS | [9 empty] | FALSE |  | conditionneur
1572 | CFEP0303_Thermocouple | Thermocouple | CFEP0303 |  | No |  |  | L.SALAUN | L.SALAUN | LABORATOIRE DEVELOPPEMENT / FEP / FEP 027 (station 1) ESSENCE |  |  | L.SALAUN | No | [20 empty] | Conform | 1 - Product quality and specific measurement equipment | 29/06/2024 10:15:55 |  |  | Température | 0/+60 °C | ±0,5 °C | [9 empty] | FALSE |  | Thermocouple |  |  | 29/06/2022 10:15:55 |  | 744
1573 | CFEP0304_Thermocouple | Thermocouple | CFEP0304 |  | No |  |  | L.SALAUN | L.SALAUN | LABORATOIRE DEVELOPPEMENT / FEP / FEP-028 (station 3) |  |  | L.SALAUN | No | [21 empty] | 1 - Product quality and specific measurement equipment |  |  |  | Température | 0/+60 °C | ±0,5 °C | [9 empty] | FALSE |  | Thermocouple
1574 | CFEP0305_Thermocouple | Thermocouple | CFEP0305 |  | No |  |  | L.SALAUN | L.SALAUN | LABORATOIRE DEVELOPPEMENT / FEP / FEP-028 (station 3) |  |  | L.SALAUN | No | [21 empty] | 1 - Product quality and specific measurement equipment |  |  |  | Température | 0/+60 °C | ±0,5 °C | [9 empty] | FALSE |  | Thermocouple
1575 | CFEP0306_Gas flowmeter | Gas flowmeter | CFEP0306 |  | No |  |  | L.SALAUN | L.SALAUN | LABORATOIRE DEVELOPPEMENT / FEP / Armoire |  |  | L.SALAUN | No | [14 empty] | LOW-AP-FLOW-101EI-AAD-22K | M21221561A |  |  |  |  | Conform | 1 - Product quality and specific measurement equipment | 18/08/2024 00:00:00 |  |  | Débit | 0,04/2 L/min | ±1 %FS | [9 empty] | FALSE |  | Gas flowmeter |  |  | 18/02/2022 00:00:00 |  | 930
1576 | CFEP0307_Gas flowmeter | Gas flowmeter | CFEP0307 |  | No |  |  | L.SALAUN | L.SALAUN | LABORATOIRE DEVELOPPEMENT / FEP / Armoire |  |  | L.SALAUN | No | [14 empty] | LOW-AP-FLOW-103EI-AAD-55-K | m21221561b |  |  |  |  | Conform | 1 - Product quality and specific measurement equipment | 17/08/2024 00:00:00 |  |  | Débit | 2/100 L/min | ±1 %FS | [9 empty] | FALSE |  | Gas flowmeter |  |  | 17/02/2022 00:00:00 |  | 930
1577 | CFEP0308_Gas flowmeter | Gas flowmeter | CFEP0308 |  | No |  |  | L.SALAUN | L.SALAUN | LABORATOIRE DEVELOPPEMENT / FEP / Armoire |  |  | L.SALAUN | No | [14 empty] | LOW-AP-FLOW-103EI-AAD-55-K | m21221561c |  |  |  |  | Conform | 1 - Product quality and specific measurement equipment | 16/08/2024 00:00:00 |  |  | Débit | 2/100 L/min | ±1 %FS | [9 empty] | FALSE |  | Gas flowmeter |  |  | 16/02/2022 00:00:00 |  | 930
1578 | CFEP0309_Thermocouple | Thermocouple | CFEP0309 |  | No |  |  | L.SALAUN | L.SALAUN | LABORATOIRE DEVELOPPEMENT / FEP / FEP-051 |  |  | L.SALAUN | No | [20 empty] | Conform | 1 - Product quality and specific measurement equipment | 08/06/2024 11:37:33 |  |  | Température | 0/+60 °C | ±0,5 °C | [9 empty] | FALSE |  | Thermocouple |  |  | 08/06/2022 11:37:33 |  | 744
1579 | CFEP0310_Thermocouple | Thermocouple | CFEP0310 |  | No |  |  | L.SALAUN | L.SALAUN | LABORATOIRE DEVELOPPEMENT / FEP / FEP-051 |  |  | L.SALAUN | No | [20 empty] | Conform | 1 - Product quality and specific measurement equipment | 08/06/2024 11:34:49 |  |  | Température | 0/+60 °C | ±0,5 °C | [9 empty] | FALSE |  | Thermocouple |  |  | 08/06/2022 11:34:49 |  | 744
1580 | CFEP0311_Thermocouple | Thermocouple | CFEP0311 |  | No |  |  | L.SALAUN | L.SALAUN | LABORATOIRE DEVELOPPEMENT / FEP / FEP-051 |  |  | L.SALAUN | No | [20 empty] | Conform | 1 - Product quality and specific measurement equipment | 08/06/2024 11:33:29 |  |  | Température | 0/+60 °C | ±0,5 °C | [9 empty] | FALSE |  | Thermocouple |  |  | 08/06/2022 11:33:29 |  | 744
1581 | CFEP0312_Soaking room | Soaking room | CFEP0312 |  | No |  |  | L.SALAUN | L.SALAUN | LABORATOIRE DEVELOPPEMENT / FEP / FEP-051 |  |  | L.SALAUN | No | [14 empty] | wt 23'/0-45/shed | 60226234380010 |  |  |  |  | Conform | 1 - Product quality and specific measurement equipment | 20/06/2023 14:01:49 |  |  | Température | 0/+45 °C | ±2 °C | [9 empty] | FALSE |  | Soaking room |  |  | 20/06/2022 14:01:49 |  | 372
1582 | CFEP0313_Capacitance meter | Capacitance meter | CFEP0313 |  | No |  |  | L.SALAUN | L.SALAUN | LABORATOIRE DEVELOPPEMENT / FEP / A VOIR EMPLACEMENT |  |  | L.SALAUN | No | [14 empty] | U1732C | MY58230010 |  |  |  |  | No calibration status | 3 - Not affecting quality equipment |  |  |  | Electrique | Approch device | approch device | [9 empty] | FALSE |  | Capacitance meter
1583 | CFEP0314_Flowmeter | Flowmeter | CFEP0314 |  | No |  |  | L.SALAUN | L.SALAUN | LABORATOIRE DEVELOPPEMENT / FEP / A VOIR EMPLACEMENT |  |  | L.SALAUN | No | [14 empty] | CORI-FLOW | M15-AAD-55-O-S |  |  |  |  | Conform | 1 - Product quality and specific measurement equipment | 10/03/2024 00:00:00 |  |  | Débit | 0/ 200 Kg/h | ±1% | [9 empty] | FALSE |  | Flowmeter |  |  | 10/03/2022 00:00:00 |  | 744
1584 | CFEP0315_Flowmeter | Flowmeter | CFEP0315 |  | No |  |  | L.SALAUN | L.SALAUN | LABORATOIRE DEVELOPPEMENT / FEP / A VOIR EMPLACEMENT |  |  | L.SALAUN | No | [14 empty] | CORI-FLOW | M21221359N |  |  |  |  | Conform | 1 - Product quality and specific measurement equipment | 11/03/2024 00:00:00 |  |  | Débit | 0/ 200 Kg/h | ±1% | [9 empty] | FALSE |  | Flowmeter |  |  | 11/03/2022 00:00:00 |  | 744
1585 | CFEP0316_Flowmeter | Flowmeter | CFEP0316 |  | No |  |  | L.SALAUN | L.SALAUN | LABORATOIRE DEVELOPPEMENT / FEP / A VOIR EMPLACEMENT |  |  | L.SALAUN | No | [14 empty] | CORI-FLOW | m21221359c |  |  |  |  | Conform | 1 - Product quality and specific measurement equipment | 20/06/2024 00:00:00 |  |  | Débit | 0/ 30 Kg/h | ±1% | [9 empty] | FALSE |  | Flowmeter |  |  | 20/06/2022 00:00:00 |  | 744
1586 | CFEP0317_Flowmeter | Flowmeter | CFEP0317 |  | No |  |  | L.SALAUN | L.SALAUN | LABORATOIRE DEVELOPPEMENT / FEP / A VOIR EMPLACEMENT |  |  | L.SALAUN | No | [14 empty] | CORI-FLOW | m21221359J |  |  |  |  | Conform | 1 - Product quality and specific measurement equipment | 22/06/2024 00:00:00 |  |  | Débit | 0/ 5 Kg/h | ±1% | [9 empty] | FALSE |  | Flowmeter |  |  | 22/06/2022 00:00:00 |  | 744
1587 | CFEP0318_Flowmeter | Flowmeter | CFEP0318 |  | No |  |  | L.SALAUN | L.SALAUN | LABORATOIRE DEVELOPPEMENT / FEP / A VOIR EMPLACEMENT |  |  | L.SALAUN | No | [14 empty] | CORI-FLOW | m21221359B |  |  |  |  | Conform | 1 - Product quality and specific measurement equipment | 22/06/2024 00:00:00 |  |  | Débit | 0/ 30 Kg/h | ±1% | [9 empty] | FALSE |  | Flowmeter |  |  | 22/06/2022 00:00:00 |  | 744
1588 | CFEP0319_Flowmeter | Flowmeter | CFEP0319 |  | No |  |  | L.SALAUN | L.SALAUN | LABORATOIRE DEVELOPPEMENT / FEP / A VOIR EMPLACEMENT |  |  | L.SALAUN | No | [14 empty] | CORI-FLOW | m21221359g |  |  |  |  | Conform | 1 - Product quality and specific measurement equipment | 22/06/2024 00:00:00 |  |  | Débit | 0/ 25,5 Kg/h | ±1% | [9 empty] | FALSE |  | Flowmeter |  |  | 22/06/2022 00:00:00 |  | 744
1589 | CFEP0320_Flowmeter | Flowmeter | CFEP0320 |  | No |  |  | L.SALAUN | L.SALAUN | LABORATOIRE DEVELOPPEMENT / FEP / A VOIR EMPLACEMENT |  |  | L.SALAUN | No | [14 empty] | CORI-FLOW | m21221359F |  |  |  |  | Conform | 1 - Product quality and specific measurement equipment | 22/06/2024 00:00:00 |  |  | Débit | 0/ 25,5 Kg/h | ±1% | [9 empty] | FALSE |  | Flowmeter |  |  | 22/06/2022 00:00:00 |  | 744
1590 | CFEP0321_Flowmeter | Flowmeter | CFEP0321 |  | No |  |  | L.SALAUN | L.SALAUN | LABORATOIRE DEVELOPPEMENT / FEP / A VOIR EMPLACEMENT |  |  | L.SALAUN | No | [14 empty] | CORI-FLOW | m21221359K |  |  |  |  | Conform | 1 - Product quality and specific measurement equipment | 22/06/2024 00:00:00 |  |  | Débit | 0/ 5 Kg/h | ±1% | [9 empty] | FALSE |  | Flowmeter |  |  | 22/06/2022 00:00:00 |  | 744
1591 | CHSE0001_Détecteur de gaz | Détecteur de gaz | CHSE0001 |  | No |  |  | G.FONTAINE | G.FONTAINE | SECURITE / SCR / MET 006 |  |  | G.FONTAINE | No | [14 empty] | GASALERT NH3 | J616-A050699 | [5 empty] | 1 - Product quality and specific measurement equipment |  |  |  | Chimie | According Manufacturer SpecTo be defined | According Manufacturer SpecTo be defined | [9 empty] | FALSE |  | Détecteur de gaz
1592 | CHSE0002_Détecteur de gaz | Détecteur de gaz | CHSE0002 |  | No |  |  | G.FONTAINE | G.FONTAINE | SECURITE / HSE / Anthony Leroy |  |  | G.FONTAINE | No | [14 empty] | GASALERT CO | j616-m005656 | [5 empty] | 1 - Product quality and specific measurement equipment |  |  |  | Chimie | According Manufacturer SpecTo be defined | According Manufacturer SpecTo be defined | [9 empty] | FALSE |  | Détecteur de gaz
1593 | CHSE0003_Détecteur de gaz | Détecteur de gaz | CHSE0003 |  | No |  |  | G.FONTAINE | G.FONTAINE | SECURITE / HSE / Anthony Leroy |  |  | G.FONTAINE | No | [14 empty] | ALTAIR 2X | 70299 | [5 empty] | 1 - Product quality and specific measurement equipment |  |  |  | Chimie | According Manufacturer SpecTo be defined | According Manufacturer SpecTo be defined | [9 empty] | FALSE |  | Détecteur de gaz
1594 | CHSE0004_Détecteur de gaz | Détecteur de gaz | CHSE0004 |  | No |  |  | G.FONTAINE | G.FONTAINE | SECURITE / HSE / Anthony Leroy |  |  | G.FONTAINE | No | [14 empty] | GASALERT NH3 | J614-A054080 | [5 empty] | 1 - Product quality and specific measurement equipment |  |  |  | Chimie | gammes constructeur | tolérance constructeur | [9 empty] | FALSE |  | Détecteur de gaz
1595 | CHSE0005_Détecteur de gaz | Détecteur de gaz | CHSE0005 |  | No |  |  | G.FONTAINE | G.FONTAINE | SECURITE / HSE / ENCEINTE scr IVC |  |  | G.FONTAINE | No | [14 empty] | GASALERT NH3 | J616-A06006248 | [5 empty] | 1 - Product quality and specific measurement equipment |  |  |  | Chimie | gammes constructeur | tolérance constructeur | [9 empty] | FALSE |  | Détecteur de gaz
1596 | CHSE0006_Détecteur de gaz | Détecteur de gaz | CHSE0006 |  | No |  |  | G.FONTAINE | G.FONTAINE | SECURITE / SCR / SCR 028 |  |  | G.FONTAINE | No | [14 empty] | ALTAIR 2X | 71996 | [5 empty] | 1 - Product quality and specific measurement equipment |  |  |  | Chimie | gammes constructeur | tolérance constructeur | [9 empty] | FALSE |  | Détecteur de gaz
1597 | CHSE0007_Détecteur de gaz | Détecteur de gaz | CHSE0007 |  | No |  |  | G.FONTAINE | G.FONTAINE | SECURITE / SCR / SCR 057 |  |  | G.FONTAINE | No | [14 empty] | ALTAIR 2X | 71112 | [5 empty] | 1 - Product quality and specific measurement equipment |  |  |  | Chimie | gammes constructeur | tolérance constructeur | [9 empty] | FALSE |  | Détecteur de gaz
1598 | CHSE0008_Détecteur de gaz | Détecteur de gaz | CHSE0008 |  | No |  |  | G.FONTAINE | G.FONTAINE | SECURITE / SCR / SCR 001 |  |  | G.FONTAINE | No | [14 empty] | ALTAIR 2X | 71118 | [5 empty] | 1 - Product quality and specific measurement equipment |  |  |  | Chimie | gammes constructeur | tolérance constructeur | [9 empty] | FALSE |  | Détecteur de gaz
1599 | CHSE0009_Détecteur de gaz | Détecteur de gaz | CHSE0009 |  | No |  |  | G.FONTAINE | G.FONTAINE | SECURITE / SCR / SCR 029 |  |  | G.FONTAINE | No | [14 empty] | ALTAIR 2X | 71142 | [5 empty] | 1 - Product quality and specific measurement equipment |  |  |  | Chimie | gammes constructeur | tolérance constructeur | [9 empty] | FALSE |  | Détecteur de gaz
1600 | CHSE0010_Détecteur de gaz | Détecteur de gaz | CHSE0010 |  | No |  |  | G.FONTAINE | G.FONTAINE | SECURITE / SCR / SCR 003 |  |  | G.FONTAINE | No | [14 empty] | ALTAIR 2X | 71119 | [5 empty] | 1 - Product quality and specific measurement equipment |  |  |  | Chimie | gammes constructeur | tolérance constructeur | [9 empty] | FALSE |  | Détecteur de gaz
1601 | CHSE0011_Détecteur de gaz | Détecteur de gaz | CHSE0011 |  | No |  |  | G.FONTAINE | G.FONTAINE | SECURITE / SCR / MET 003 |  |  | G.FONTAINE | No | [14 empty] | ALTAIR 2X | 72020 | [5 empty] | 1 - Product quality and specific measurement equipment |  |  |  | Chimie | gammes constructeur | tolérance constructeur | [9 empty] | FALSE |  | Détecteur de gaz
1602 | CHSE0012_Détecteur de gaz | Détecteur de gaz | CHSE0012 |  | No |  |  | G.FONTAINE | G.FONTAINE | SECURITE / SCR / MET 004 |  |  | G.FONTAINE | No | [14 empty] | ALTAIR 2X | 71123 | [5 empty] | 1 - Product quality and specific measurement equipment |  |  |  | Chimie | gammes constructeur | tolérance constructeur | [9 empty] | FALSE |  | Détecteur de gaz
1603 | CHSE0013_Détecteur de gaz | Détecteur de gaz | CHSE0013 |  | No |  |  | G.FONTAINE | G.FONTAINE | SECURITE / SCR / SCR 018 |  |  | G.FONTAINE | No | [14 empty] | ALTAIR 2X | 71131 | [5 empty] | 1 - Product quality and specific measurement equipment |  |  |  | Chimie | gammes constructeur | tolérance constructeur | [9 empty] | FALSE |  | Détecteur de gaz
1604 | CHSE0014_Détecteur de gaz | Détecteur de gaz | CHSE0014 |  | No |  |  | G.FONTAINE | G.FONTAINE | SECURITE / HSE / Anthony Leroy |  |  | G.FONTAINE | No | [14 empty] | mx4 | 13063f1-003 | [5 empty] | 1 - Product quality and specific measurement equipment |  |  |  | Chimie | gammes constructeur | tolérance constructeur | [9 empty] | FALSE |  | Détecteur de gaz
1605 | CHSE0015_Détecteur de gaz | Détecteur de gaz | CHSE0015 |  | No |  |  | G.FONTAINE | G.FONTAINE | SECURITE / SCR / MET 002 |  |  | G.FONTAINE | No | [14 empty] | altair 2X | 70318 | [5 empty] | 1 - Product quality and specific measurement equipment |  |  |  | Chimie | gammes constructeur | tolérance constructeur | [9 empty] | FALSE |  | Détecteur de gaz
1606 | CHSE0016_Détecteur de gaz | Détecteur de gaz | CHSE0016 |  | No |  |  | G.FONTAINE | G.FONTAINE | SECURITE / SCR / SCR 058 |  |  | G.FONTAINE | No | [14 empty] | altair 2X | 72019 | [5 empty] | 1 - Product quality and specific measurement equipment |  |  |  | Chimie | gammes constructeur | tolérance constructeur | [9 empty] | FALSE |  | Détecteur de gaz
1607 | CHSE0017_Détecteur de gaz | Détecteur de gaz | CHSE0017 |  | No |  |  | G.FONTAINE | G.FONTAINE | SECURITE / SCR / SCR 011 |  |  | G.FONTAINE | No | [14 empty] | altair 2X | 71152 | [5 empty] | 1 - Product quality and specific measurement equipment |  |  |  | Chimie | gammes constructeur | tolérance constructeur | [9 empty] | FALSE |  | Détecteur de gaz
1608 | CIND0001_Afficheur de température | Afficheur de température | CIND0001 |  | No |  |  | J-F.COING | J-F.COING | INDUSTRIE / IND / T. Dumortier |  |  | J-F.COING | No | [20 empty] | No calibration status | 3 - Not affecting quality equipment |  |  |  | Température | According Manufacturer SpecTo be defined | According Manufacturer SpecTo be defined | [9 empty] | FALSE |  | Afficheur de température
1609 | CIND0002_Sonde de température | Sonde de température | CIND0002 |  | No |  |  | J-F.COING | J-F.COING | INDUSTRIE / IND / T. Dumortier |  |  | J-F.COING | No | [20 empty] | No calibration status | 3 - Not affecting quality equipment |  |  |  | Température | According Manufacturer SpecTo be defined | According Manufacturer SpecTo be defined | [9 empty] | FALSE |  | Sonde de température
1610 | CIND0003_Pied à coulisse | Pied à coulisse | CIND0003 |  | No |  |  | J-F.COING | J-F.COING | INDUSTRIE / IND / T. Dumortier |  |  | J-F.COING | No | [20 empty] | No calibration status | 3 - Not affecting quality equipment |  |  |  | Dimensionnel | 0/+150mm | / | [9 empty] | FALSE |  | Pied à coulisse
1611 | CIND0004_Afficheur de température | Afficheur de température | CIND0004 |  | No |  |  | J-F.COING | J-F.COING | INDUSTRIE / IND / P. Coquelle |  |  | J-F.COING | No | [20 empty] | No calibration status | 3 - Not affecting quality equipment |  |  |  | Température | According Manufacturer SpecTo be defined | According Manufacturer SpecTo be defined | [9 empty] | FALSE |  | Afficheur de température
1612 | CIND0005_Sonde de température | Sonde de température | CIND0005 |  | No |  |  | J-F.COING | J-F.COING | INDUSTRIE / IND |  |  | J-F.COING | No | [21 empty] | 1 - Product quality and specific measurement equipment |  |  |  | Température | gammes constructeur | tolérance constructeur | [9 empty] | FALSE |  | Sonde de température
1613 | CIND0006_Pied à coulisse | Pied à coulisse | CIND0006 |  | No |  |  | J-F.COING | J-F.COING | INDUSTRIE / IND / J. Minniti |  |  | J-F.COING | No | [20 empty] | No calibration status | 3 - Not affecting quality equipment |  |  |  | Dimensionnel | / | / | [9 empty] | FALSE |  | Pied à coulisse
1614 | CIND0007_Palpeur inductif | Palpeur inductif | CIND0007 |  | No |  |  | J-F.COING | J-F.COING | INDUSTRIE / IND / J. Minniti |  |  | J-F.COING | No | [20 empty] | No calibration status | 3 - Not affecting quality equipment |  |  |  | Dimensionnel | / | / | [9 empty] | FALSE |  | Palpeur inductif
1615 | CIND0008_Cale étalon | Cale étalon | CIND0008 |  | No |  |  | J-F.COING | J-F.COING | INDUSTRIE / IND / J. Minniti |  |  | J-F.COING | No | [20 empty] | No calibration status | 3 - Not affecting quality equipment |  |  |  | Dimensionnel | / | / | [9 empty] | FALSE |  | Cale étalon
1616 | CIND0009_Pied à coulisse | Pied à coulisse | CIND0009 |  | No |  |  | J-F.COING | J-F.COING | INDUSTRIE / IND / J. Messe |  |  | J-F.COING | No | [20 empty] | No calibration status | 3 - Not affecting quality equipment |  |  |  | Dimensionnel | / | / | [9 empty] | FALSE |  | Pied à coulisse
1617 | CIND0010_Palpeur inductif | Palpeur inductif | CIND0010 |  | No |  |  | J-F.COING | J-F.COING | INDUSTRIE / IND / J. Messe |  |  | J-F.COING | No | [20 empty] | No calibration status | 3 - Not affecting quality equipment |  |  |  | Dimensionnel | / | / | [9 empty] | FALSE |  | Palpeur inductif
1618 | CIND0011_Cale étalon | Cale étalon | CIND0011 |  | No |  |  | J-F.COING | J-F.COING | INDUSTRIE / IND / J. Messe |  |  | J-F.COING | No | [20 empty] | No calibration status | 3 - Not affecting quality equipment |  |  |  | Dimensionnel | / | / | [9 empty] | FALSE |  | Cale étalon
1619 | CIND0012_Calibrateur de fuite | Calibrateur de fuite | CIND0012 |  | No |  |  | J-F.COING | J-F.COING | INDUSTRIE / IND / C. Patheep |  |  | J-F.COING | No | [15 empty] | 9704184 | [5 empty] | 1 - Product quality and specific measurement equipment |  |  |  | Débit | 4/+200 cc/min | ± 0,6% | [9 empty] | FALSE |  | Calibrateur de fuite
1620 | CIND0013_Calibrateur de fuite | Calibrateur de fuite | CIND0013 |  | No |  |  | J-F.COING | J-F.COING | INDUSTRIE / IND / C. Patheep |  |  | J-F.COING | No | [15 empty] | 1206183 | [5 empty] | 1 - Product quality and specific measurement equipment |  |  |  | Débit | 10/+2 cc/min | ± 0,6% | [9 empty] | FALSE |  | Calibrateur de fuite
1621 | CIND0014_Détecteur de gaz | Détecteur de gaz | CIND0014 |  | No |  |  | J-F.COING | J-F.COING | INDUSTRIE / IND / C. Patheep |  |  | J-F.COING | No | [20 empty] | No calibration status | 3 - Not affecting quality equipment |  |  |  | Chimie | According Manufacturer SpecTo be defined | According Manufacturer SpecTo be defined | [9 empty] | FALSE |  | Détecteur de gaz
1622 | CIND0015_Caméra thermique | Caméra thermique | CIND0015 |  | No |  |  | J-F.COING | J-F.COING | INDUSTRIE / IND / Armoire \ J. Messe |  |  | J-F.COING | No | [15 empty] | 21801347 |  |  |  |  | No calibration status | 3 - Not affecting quality equipment |  |  |  | Température | 35/230°C | +/-2°C | [9 empty] | FALSE |  | Caméra thermique
1623 | CIND0016_Caméra thermique | Caméra thermique | CIND0016 |  | No |  |  | J-F.COING | J-F.COING | INDUSTRIE / IND / Armoire \ J. Messe |  |  | J-F.COING | No | [15 empty] | 15110181 |  |  |  |  | No calibration status | 3 - Not affecting quality equipment |  |  |  | Température | / | / | [9 empty] | FALSE |  | Caméra thermique
1624 | CIND0017_Caméra thermique | Caméra thermique | CIND0017 |  | No |  |  | J-F.COING | J-F.COING | INDUSTRIE / IND / Armoire \ J. Messe |  |  | J-F.COING | No | [20 empty] | No calibration status | 3 - Not affecting quality equipment |  |  |  | Température | 35/230°C | +/-2°C | [9 empty] | FALSE |  | Caméra thermique
1625 | CIND0018_Caméra thermique | Caméra thermique | CIND0018 |  | No |  |  | J-F.COING | J-F.COING | INDUSTRIE / IND / Armoire \ J. Messe |  |  | J-F.COING | No | [20 empty] | No calibration status | 3 - Not affecting quality equipment |  |  |  | Température | 35/230°C | +/-2°C | [9 empty] | FALSE |  | Caméra thermique
1626 | CIND0019_Caméra thermique | Caméra thermique | CIND0019 |  | No |  |  | J-F.COING | J-F.COING | INDUSTRIE / IND / Armoire \ J. Messe |  |  | J-F.COING | No | [20 empty] | No calibration status | 3 - Not affecting quality equipment |  |  |  | Température | 35/230°C | +/-2°C | [9 empty] | FALSE |  | Caméra thermique
1627 | CIND0020_Caméra thermique | Caméra thermique | CIND0020 |  | No |  |  | J-F.COING | J-F.COING | INDUSTRIE / IND / Armoire \ J. Messe |  |  | J-F.COING | No | [20 empty] | No calibration status | 3 - Not affecting quality equipment |  |  |  | Température | 35/230°C | +/-2°C | [9 empty] | FALSE |  | Caméra thermique
1628 | CIND0021_Caméra thermique | Caméra thermique | CIND0021 |  | No |  |  | J-F.COING | J-F.COING | INDUSTRIE / IND / Armoire \ J. Messe |  |  | J-F.COING | No | [14 empty] | TI400 | 13100364 |  |  |  |  | No calibration status | 3 - Not affecting quality equipment |  |  |  | Température | 35/230°C | +/-2°C | [9 empty] | FALSE |  | Caméra thermique
1629 | CIND0022_Détecteur de gaz | Détecteur de gaz | CIND0022 |  | No |  |  | J-F.COING | J-F.COING | INDUSTRIE / IND / Armoire \ J. Messe |  |  | J-F.COING | No | [20 empty] | No calibration status | 3 - Not affecting quality equipment |  |  |  | Chimie | According Manufacturer SpecTo be defined | According Manufacturer SpecTo be defined | [9 empty] | FALSE |  | Détecteur de gaz
1630 | CIND0023_Détecteur de gaz | Détecteur de gaz | CIND0023 |  | No |  |  | J-F.COING | J-F.COING | INDUSTRIE / IND / Armoire \ J. Messe |  |  | J-F.COING | No | [20 empty] | No calibration status | 3 - Not affecting quality equipment |  |  |  | Chimie | According Manufacturer SpecTo be defined | According Manufacturer SpecTo be defined | [9 empty] | FALSE |  | Détecteur de gaz
1631 | CIND0024_Détecteur de gaz | Détecteur de gaz | CIND0024 |  | No |  |  | J-F.COING | J-F.COING | INDUSTRIE / IND / Armoire \ J. Messe |  |  | J-F.COING | No | [20 empty] | No calibration status | 3 - Not affecting quality equipment |  |  |  | Chimie | According Manufacturer SpecTo be defined | According Manufacturer SpecTo be defined | [9 empty] | FALSE |  | Détecteur de gaz
1632 | CIND0025_Rapporteur d'angle | Rapporteur d'angle | CIND0025 |  | No |  |  | J-F.COING | J-F.COING | INDUSTRIE / IND / Armoire \ J. Messe |  |  | J-F.COING | No | [20 empty] | No calibration status | 3 - Not affecting quality equipment |  |  |  | Dimensionnel | / | / | [9 empty] | FALSE |  | Rapporteur d'angle
1633 | CIND0026_Jauge de profondeur | Jauge de profondeur | CIND0026 |  | No |  |  | J-F.COING | J-F.COING | INDUSTRIE / IND / Armoire \ J. Messe |  |  | J-F.COING | No | [20 empty] | No calibration status | 3 - Not affecting quality equipment |  |  |  | Dimensionnel | / | / | [9 empty] | FALSE |  | Jauge de profondeur
1634 | CIND0027_NI USB 6211 | NI USB 6211 | CIND0027 |  | No |  |  | J-F.COING | J-F.COING | INDUSTRIE / IND / ERIC GERARD |  |  | J-F.COING | No | [14 empty] | NI USB 6211 | [5 empty] | No calibration status | 3 - Not affecting quality equipment |  |  |  | Electrique | / | / | [9 empty] | FALSE |  | NI USB 6211
1635 | CIND0028_Pied à coulisse | Pied à coulisse | CIND0028 |  | No |  |  | J.F COING | J.F COING | INDUSTRIE / IND / Jean-François COING |  |  | J.F COING | No | [15 empty] | / |  |  |  |  | No calibration status | 3 - Not affecting quality equipment |  |  |  | Dimensionnel | / | / | [9 empty] | FALSE |  | Pied à coulisse
1636 | CIND0029_Jauge de profondeur | Jauge de profondeur | CIND0029 |  | No |  |  | J.F COING | J.F COING | INDUSTRIE / IND / Jean-François COING |  |  | J.F COING | No | [15 empty] | / |  |  |  |  | No calibration status | 3 - Not affecting quality equipment |  |  |  | Dimensionnel | / | / | [9 empty] | FALSE |  | Jauge de profondeur
1637 | CIND0030_Pied à coulisse | Pied à coulisse | CIND0030 |  | No |  |  | J.F COING | J.F COING | INDUSTRIE / IND / Jean-François COING |  |  | J.F COING | No | [15 empty] | / |  |  |  |  | No calibration status | 3 - Not affecting quality equipment |  |  |  | Dimensionnel | / | / | [9 empty] | FALSE |  | Pied à coulisse
1638 | CIND0031_Pied à coulisse | Pied à coulisse | CIND0031 |  | No |  |  | J.F COING | J.F COING | INDUSTRIE / IND / Jean-François COING |  |  | J.F COING | No | [15 empty] | / |  |  |  |  | No calibration status | 3 - Not affecting quality equipment |  |  |  | Dimensionnel | / | / | [9 empty] | FALSE |  | Pied à coulisse
1639 | CIND0032_Pied à coulisse | Pied à coulisse | CIND0032 |  | No |  |  | J.F COING | J.F COING | INDUSTRIE / IND / Jean-François COING |  |  | J.F COING | No | [15 empty] | / |  |  |  |  | No calibration status | 3 - Not affecting quality equipment |  |  |  | Dimensionnel | / | / | [9 empty] | FALSE |  | Pied à coulisse
1640 | CIND0033_Pied à coulisse | Pied à coulisse | CIND0033 |  | No |  |  | J.F COING | J.F COING | INDUSTRIE / IND / Jean-François COING |  |  | J.F COING | No | [15 empty] | / |  |  |  |  | No calibration status | 3 - Not affecting quality equipment |  |  |  | Dimensionnel | / | / | [9 empty] | FALSE |  | Pied à coulisse
1641 | CIND0034_Mesureur d'épaisseur | Mesureur d'épaisseur | CIND0034 |  | No |  |  | J.F COING | J.F COING | INDUSTRIE / IND / Jean-François COING |  |  | J.F COING | No | [15 empty] | / |  |  |  |  | No calibration status | 3 - Not affecting quality equipment |  |  |  | Dimensionnel | / | / | [9 empty] | FALSE |  | Mesureur d'épaisseur
1642 | CIND0035_Pied à coulisse | Pied à coulisse | CIND0035 |  | No |  |  | J.F COING | J.F COING | INDUSTRIE / IND / Jean-François COING |  |  | J.F COING | No | [20 empty] | No calibration status | 3 - Not affecting quality equipment |  |  |  | Dimensionnel | / | / | [9 empty] | FALSE |  | Pied à coulisse
1643 | CIND0036_Sonde de température | Sonde de température | CIND0036 |  | No |  |  | J.F COING | J.F COING | INDUSTRIE / IND / Jean-François COING |  |  | J.F COING | No | [20 empty] | No calibration status | 3 - Not affecting quality equipment |  |  |  | Température | / | / | [9 empty] | FALSE |  | Sonde de température
1644 | CIVC0001_Banc d'essai | Banc d'essai | CIVC0001 |  | No |  |  | D.GORGIEVSKI | D.GORGIEVSKI | IVC / IVC / EPE\IVC |  |  | D.GORGIEVSKI | No | [20 empty] | Conform | 1 - Product quality and specific measurement equipment | 08/08/2024 16:13:10 |  |  | Angle | 0/180° | ± 1° (sens horaire et anti-horaire | [9 empty] | FALSE |  | Banc d'essai |  |  | 08/08/2022 16:13:10 |  | 744
1645 | CIVC0002_Balance | Balance | CIVC0002 |  | No |  |  | D.GORGIEVSKI | D.GORGIEVSKI | IVC / IVC / IVC\SCR |  |  | D.GORGIEVSKI | No | [14 empty] | SSH93 | 13007447 |  |  |  |  | Out of date | 1 - Product quality and specific measurement equipment | 06/07/2022 15:30:38 |  |  | Masse | 0/ +35 kg | ±10 g | [9 empty] | FALSE |  | Balance |  |  | 06/07/2020 15:30:38 |  | 744
1646 | CIVC0004_Détecteur de gaz | Détecteur de gaz | CIVC0004 |  | No |  |  | D.GORGIEVSKI | D.GORGIEVSKI | IVC / IVC / EPE |  |  | D.GORGIEVSKI | No | [20 empty] | No calibration status | 3 - Not affecting quality equipment |  |  |  | Chimie | According Manufacturer SpecTo be defined | According Manufacturer SpecTo be defined | [9 empty] | FALSE |  | Détecteur de gaz
1647 | CIVC0005_Multimètre | Multimètre | CIVC0005 |  | No |  |  | D.GORGIEVSKI | D.GORGIEVSKI | IVC / IVC / IVC\périodique |  |  | D.GORGIEVSKI | No | [14 empty] | 87 | 30420045 |  |  |  |  | Conform | 1 - Product quality and specific measurement equipment | 10/03/2023 14:53:24 |  |  | Electricité | According Manufacturer SpecTo be defined | According Manufacturer SpecTo be defined | [9 empty] | FALSE |  | Multimètre |  |  | 10/03/2021 14:53:24 |  | 744
1648 | CIVC0007_Jauge de profondeur | Jauge de profondeur | CIVC0007 |  | No |  |  | D.GORGIEVSKI | D.GORGIEVSKI | IVC / IVC / APL\ Franck duprez |  |  | D.GORGIEVSKI | No | [21 empty] | 1 - Product quality and specific measurement equipment |  |  |  | Dimensionnel | 0/+200 mm | +/- 0,1 mm | [9 empty] | FALSE |  | Jauge de profondeur
1649 | CIVC0008_Manomètre à aiguille | Manomètre à aiguille | CIVC0008 |  | No |  |  | D.GORGIEVSKI | D.GORGIEVSKI | IVC / IVC / Sorbone |  |  | D.GORGIEVSKI | No | [20 empty] | No calibration status | 3 - Not affecting quality equipment |  |  |  | Pression | -1/+15 bar | ± 0,1% | [9 empty] | FALSE |  | Manomètre à aiguille
1650 | CIVC0009_Moyen de mesure RVP | Moyen de mesure RVP | CIVC0009 |  | No |  |  | D.GORGIEVSKI | D.GORGIEVSKI | IVC / IVC / Atex |  |  | D.GORGIEVSKI | No | [14 empty] | MINIVAP VPSH /210-000-00 | 2339-09-17 |  |  |  |  | Out of date | 1 - Product quality and specific measurement equipment | 13/12/2022 00:00:00 |  |  | Pression | According Manufacturer SpecTo be defined | According Manufacturer SpecTo be defined | [9 empty] | FALSE |  | Moyen de mesure RVP |  |  | 13/12/2021 00:00:00 |  | 372
1651 | CIVC0010_Thermo-hygromètre | Thermo-hygromètre | CIVC0010 |  | No |  |  | D.GORGIEVSKI | D.GORGIEVSKI | IVC / IVC / Banc CANISTER |  |  | D.GORGIEVSKI | No | [14 empty] | MIU-J16M1-1 | [5 empty] | Conform | 1 - Product quality and specific measurement equipment | 17/05/2024 00:00:00 |  |  | Humidité | 21°C 48% HR | ± 1°C ± 4 % HR | [9 empty] | FALSE |  | Thermo-hygromètre |  |  | 17/05/2022 00:00:00 |  | 744
1652 | CIVC0011_Balance | Balance | CIVC0011 |  | No |  |  | D.GORGIEVSKI | D.GORGIEVSKI | IVC / IVC / Banc CANISTER |  |  | D.GORGIEVSKI | No | [14 empty] | CP6201-OCE | 18206004 |  |  |  |  | Conform | 1 - Product quality and specific measurement equipment | 18/07/2024 09:57:42 |  |  | Masse | 0 / 6200 g | ±1 g | [9 empty] | FALSE |  | Balance |  |  | 18/07/2022 09:57:42 |  | 744
1653 | CIVC0012_Débitmètre | Débitmètre | CIVC0012 |  | No |  |  | D.GORGIEVSKI | D.GORGIEVSKI | IVC / IVC / Banc CANISTER |  |  | D.GORGIEVSKI | No | [15 empty] | 58155001 |  |  |  |  | Conform | 1 - Product quality and specific measurement equipment | 18/05/2024 00:00:00 |  |  | Débit | 22,7 L/min | +/- 1L/min | [9 empty] | FALSE |  | Débitmètre |  |  | 18/05/2022 00:00:00 |  | 744
1654 | CIVC0013_Capteur de pression | Capteur de pression | CIVC0013 |  | No |  |  | D.GORGIEVSKI | D.GORGIEVSKI | IVC / IVC / Banc de jaugeage ISOPAR |  |  | D.GORGIEVSKI | No | [14 empty] | / | 2626869 |  |  |  |  | Out of date | 1 - Product quality and specific measurement equipment | 07/12/2022 16:18:12 |  |  | Pression | 0 / 50 mbar | ± 0,25 mbar | [9 empty] | FALSE |  | Capteur de pression |  |  | 07/12/2021 16:18:12 |  | 372
1655 | CIVC0014_Ohmmètre | Ohmmètre | CIVC0014 |  | No |  |  | D.GORGIEVSKI | D.GORGIEVSKI | IVC / IVC / Banc de jaugeage ISOPAR |  |  | D.GORGIEVSKI | No | [20 empty] | Out of date | 1 - Product quality and specific measurement equipment | 20/01/2023 15:17:30 |  |  | Electricité | 0 / 350 Ohm | ± 0,5 Ohm | [9 empty] | FALSE |  | Ohmmètre |  |  | 20/01/2021 15:17:30 |  | 744
1656 | CIVC0015_Volucompteur | Volucompteur | CIVC0015 |  | No |  |  | D.GORGIEVSKI | D.GORGIEVSKI | IVC / IVC / Banc de jaugeage ISOPAR |  |  | D.GORGIEVSKI | No | [20 empty] | Out of date | 1 - Product quality and specific measurement equipment | 20/01/2023 15:19:06 |  |  | Débit | 0 / 115 L | ± 0,1 L | [9 empty] | FALSE |  | Volucompteur |  |  | 20/01/2021 15:19:06 |  | 744
1657 | CIVC0016_Manomètre à aiguille | Manomètre à aiguille | CIVC0016 |  | No |  |  | D.GORGIEVSKI | D.GORGIEVSKI | IVC / IVC / Sorbone |  |  | D.GORGIEVSKI | No | [20 empty] | No calibration status | 3 - Not affecting quality equipment |  |  |  | Pression | -1/+15 bar | ± 0,1% | [9 empty] | FALSE |  | Manomètre à aiguille
1658 | CIVC0017_Balance | Balance | CIVC0017 |  | No |  |  | D.GORGIEVSKI | D.GORGIEVSKI | IVC / IVC / Banc venting |  |  | D.GORGIEVSKI | No | [14 empty] | TE412 | 18404590 |  |  |  |  | Conform | 1 - Product quality and specific measurement equipment | 18/07/2024 10:50:38 |  |  | Masse | 0/410g | ±0,1g | [9 empty] | FALSE |  | Balance |  |  | 18/07/2022 10:50:38 |  | 744
1659 | CIVC0017-1_Imprimante | Imprimante | CIVC0017-1 |  | No |  |  | D.GORGIEVSKI | D.GORGIEVSKI | IVC / IVC / Banc venting |  |  | D.GORGIEVSKI | No | [14 empty] | / | / |  |  |  |  | No calibration status | 3 - Not affecting quality equipment |  |  |  | / |  | / | [9 empty] | FALSE |  | Imprimante
1660 | CIVC0018_Débitmètre | Débitmètre | CIVC0018 |  | No |  |  | D.GORGIEVSKI | D.GORGIEVSKI | IVC / IVC / Banc venting |  |  | D.GORGIEVSKI | No | [20 empty] | Conform | 1 - Product quality and specific measurement equipment | 19/09/2024 14:34:47 |  |  | Débit | 0 / 300 ln/h | ± 2% fs. | [9 empty] | FALSE |  | Débitmètre |  |  | 19/09/2022 14:34:47 |  | 744
1661 | CIVC0019_Débitmètre | Débitmètre | CIVC0019 |  | No |  |  | D.GORGIEVSKI | D.GORGIEVSKI | IVC / IVC / Banc venting |  |  | D.GORGIEVSKI | No | [20 empty] | Conform | 1 - Product quality and specific measurement equipment | 19/09/2024 14:43:40 |  |  | Débit | 300 / 3000 ln/h | ± 2% fs. | [9 empty] | FALSE |  | Débitmètre |  |  | 19/09/2022 14:43:40 |  | 744
1662 | CIVC0020_Débitmètre | Débitmètre | CIVC0020 |  | No |  |  | D.GORGIEVSKI | D.GORGIEVSKI | IVC / IVC / Banc venting |  |  | D.GORGIEVSKI | No | [20 empty] | Conform | 1 - Product quality and specific measurement equipment | 19/09/2024 15:04:08 |  |  | Débit | 300 / 3000 ln/h | ± 2% fs. | [9 empty] | FALSE |  | Débitmètre |  |  | 19/09/2022 15:04:08 |  | 744
1663 | CIVC0022_Débitmètre | Débitmètre | CIVC0022 |  | No |  |  | D.GORGIEVSKI | D.GORGIEVSKI | IVC / IVC / Banc venting |  |  | D.GORGIEVSKI | No | [20 empty] | Conform | 1 - Product quality and specific measurement equipment | 19/09/2024 15:09:03 |  |  | Débit | 0 / 300 l/h | ± 2% fs. | [9 empty] | FALSE |  | Débitmètre |  |  | 19/09/2022 15:09:03 |  | 744
1664 | CIVC0023_Capteur de pression | Capteur de pression | CIVC0023 |  | No |  |  | D.GORGIEVSKI | D.GORGIEVSKI | IVC / IVC / Banc venting |  |  | D.GORGIEVSKI | No | [15 empty] | 2626867 |  |  |  |  | Conform | 1 - Product quality and specific measurement equipment | 19/09/2024 16:17:05 |  |  | Pression | -100/+150 mbar | ±1 mbar | [9 empty] | FALSE |  | Capteur de pression |  |  | 19/09/2022 16:17:05 |  | 744
1665 | CIVC0024_Microscope | Microscope | CIVC0024 |  | No |  |  | D.GORGIEVSKI | D.GORGIEVSKI | IVC / IVC / \ |  |  | D.GORGIEVSKI | No | [20 empty] | No calibration status | 3 - Not affecting quality equipment |  |  |  | Dimensionnel | According Manufacturer SpecTo be defined | According Manufacturer SpecTo be defined | [9 empty] | FALSE |  | Microscope
1666 | CIVC0025_Microscope | Microscope | CIVC0025 |  | No |  |  | D.GORGIEVSKI | D.GORGIEVSKI | IVC / IVC / \ |  |  | D.GORGIEVSKI | No | [20 empty] | No calibration status | 3 - Not affecting quality equipment |  |  |  | Dimensionnel | According Manufacturer SpecTo be defined | According Manufacturer SpecTo be defined | [9 empty] | FALSE |  | Microscope
1667 | CIVC0026_Multimètre | Multimètre | CIVC0026 |  | No |  |  | D.GORGIEVSKI | D.GORGIEVSKI | IVC / IVC / IVC\proto |  |  | D.GORGIEVSKI | No | [14 empty] | 22s | pj5260 | [5 empty] | 1 - Product quality and specific measurement equipment |  |  |  | Electricité | According Manufacturer SpecTo be defined | According Manufacturer SpecTo be defined | [9 empty] | FALSE |  | Multimètre
1668 | CIVC0027_Mesureur d'épaisseur | Mesureur d'épaisseur | CIVC0027 |  | No |  |  | D.GORGIEVSKI | D.GORGIEVSKI | IVC / IVC / IVC\périodique |  |  | D.GORGIEVSKI | No | [20 empty] | No calibration status | 3 - Not affecting quality equipment |  |  |  | Dimensionnel | According Manufacturer SpecTo be defined | According Manufacturer SpecTo be defined | [9 empty] | FALSE |  | Mesureur d'épaisseur
1669 | CIVC0030_Four thermostaté | Four thermostaté | CIVC0030 |  | No |  |  | D.GORGIEVSKI | D.GORGIEVSKI | IVC / IVC / IVC\proto |  |  | D.GORGIEVSKI | No | [14 empty] | VTL75/100 | 59500000000000 |  |  |  |  | Conform | 1 - Product quality and specific measurement equipment | 15/06/2023 13:26:53 |  |  | Température | 150 °C | ± 5 °C | [9 empty] | FALSE |  | Four thermostaté |  |  | 15/06/2021 13:26:53 |  | 744
1670 | CIVC0031_Banc de traction | Banc de traction | CIVC0031 |  | No |  |  | D.GORGIEVSKI | D.GORGIEVSKI | IVC / IVC / IVC\proto |  |  | D.GORGIEVSKI | No | [20 empty] | Conform | 1 - Product quality and specific measurement equipment | 11/07/2023 00:00:00 |  |  | Force | According Manufacturer SpecTo be defined | According Manufacturer SpecTo be defined | [9 empty] | FALSE |  | Banc de traction |  |  | 11/07/2022 00:00:00 |  | 372
1671 | CIVC0032_Dynamomètre | Dynamomètre | CIVC0032 |  | No |  |  | D.GORGIEVSKI | D.GORGIEVSKI | IVC / IVC / IVC\proto |  |  | D.GORGIEVSKI | No | [20 empty] | Conform | 1 - Product quality and specific measurement equipment | 25/05/2025 00:00:00 |  |  | Force | According Manufacturer SpecTo be defined | According Manufacturer SpecTo be defined | [9 empty] | FALSE |  | Dynamomètre |  |  | 25/05/2022 00:00:00 |  | 1116
1672 | CIVC0033_Balance | Balance | CIVC0033 |  | No |  |  | D.GORGIEVSKI | D.GORGIEVSKI | IVC / IVC / IVC\proto |  |  | D.GORGIEVSKI | No | [14 empty] | ED124S | 22307066 |  |  |  |  | Conform | 1 - Product quality and specific measurement equipment | 19/07/2024 09:54:57 |  |  | Masse | 0/120g | ±0,1g | [9 empty] | FALSE |  | Balance |  |  | 19/07/2022 09:54:57 |  | 744
1673 | CIVC0034_Banc d'essai | Banc d'essai | CIVC0034 |  | No |  |  | D.GORGIEVSKI | D.GORGIEVSKI | IVC / IVC / IVC\proto |  |  | D.GORGIEVSKI | No | [20 empty] | Non-conforme | 1 - Product quality and specific measurement equipment |  |  |  | Température | According Manufacturer SpecTo be defined | According Manufacturer SpecTo be defined | [9 empty] | FALSE |  | Banc d'essai |  |  | 04/05/2016 00:00:00 |  | 1860
1674 | CIVC0035_Banc de traction | Banc de traction | CIVC0035 |  | No |  |  | D.GORGIEVSKI | D.GORGIEVSKI | IVC / IVC / IVC\SCR (BANC DE TRACTION) |  |  | D.GORGIEVSKI | No | [20 empty] | Conform | 1 - Product quality and specific measurement equipment | 11/07/2023 00:00:00 |  |  | Force | According Manufacturer SpecTo be defined | According Manufacturer SpecTo be defined | [9 empty] | FALSE |  | Banc de traction |  |  | 11/07/2022 00:00:00 |  | 372
1675 | CIVC0036_Capteur de force | Capteur de force | CIVC0036 |  | No |  |  | D.GORGIEVSKI | D.GORGIEVSKI | IVC / IVC / IVC\SCR (BANC DE TRACTION) |  |  | D.GORGIEVSKI | No | [20 empty] | Conform | 1 - Product quality and specific measurement equipment | 11/07/2023 13:46:53 |  |  | Force | 500N /+10kN | +/-0,5% | [9 empty] | FALSE |  | Capteur de force |  |  | 11/07/2022 13:46:53 |  | 372
1676 | CIVC0037_Capteur de force | Capteur de force | CIVC0037 |  | No |  |  | D.GORGIEVSKI | D.GORGIEVSKI | IVC / IVC / IVC\SCR (BANC DE TRACTION) |  |  | D.GORGIEVSKI | No | [20 empty] | Conform | 1 - Product quality and specific measurement equipment |  |  |  | Force | 0/+1kN | +/-0,5% | [9 empty] | FALSE |  | Capteur de force |  |  | 15/06/2017 00:00:00 |  | 372
1677 | CIVC0038_Capteur de force | Capteur de force | CIVC0038 |  | No |  |  | D.GORGIEVSKI | D.GORGIEVSKI | IVC / IVC / IVC\SCR (BANC DE TRACTION) |  |  | D.GORGIEVSKI | No | [20 empty] | Non-conforme | 1 - Product quality and specific measurement equipment |  |  |  | Force | 0/+500N | +/-0,5% | [9 empty] | FALSE |  | Capteur de force |  |  | 15/06/2017 00:00:00 |  | 372
1678 | CIVC0039_Capteur de force | Capteur de force | CIVC0039 |  | No |  |  | D.GORGIEVSKI | D.GORGIEVSKI | IVC / IVC / IVC\SCR (BANC DE TRACTION) |  |  | D.GORGIEVSKI | No | [20 empty] | Non-conforme | 1 - Product quality and specific measurement equipment |  |  |  | Force | 0/+100N | +/-0,5% | [9 empty] | FALSE |  | Capteur de force |  |  | 15/06/2017 00:00:00 |  | 372
1679 | CIVC0040_Enceinte thermostatique | Enceinte thermostatique | CIVC0040 |  | No |  |  | D.GORGIEVSKI | D.GORGIEVSKI | IVC / IVC / IVC\SCR (ENCEINTE CLIMATIQUE) |  |  | D.GORGIEVSKI | No | [14 empty] | WT3-1500170 | 59226098820010 | [5 empty] | 1 - Product quality and specific measurement equipment |  |  |  | Température | -40/+80°C | +/-2°C | [9 empty] | FALSE |  | Enceinte thermostatique
1680 | CIVC0042_Multimètre | Multimètre | CIVC0042 |  | No |  |  | D.GORGIEVSKI | D.GORGIEVSKI | IVC / IVC / IVC\SCR |  |  | D.GORGIEVSKI | No | [14 empty] | 22s | pj5403 | [5 empty] | 1 - Product quality and specific measurement equipment |  |  |  | Electricité | According Manufacturer SpecTo be defined | According Manufacturer SpecTo be defined | [9 empty] | FALSE |  | Multimètre
1681 | CIVC0043_NI USB 6211 | NI USB 6211 | CIVC0043 |  | No |  |  | D.GORGIEVSKI | D.GORGIEVSKI | IVC / IVC / IVC\SCR |  |  | D.GORGIEVSKI | No | [14 empty] | NI USB 6211 | [5 empty] | Non-conforme | 1 - Product quality and specific measurement equipment |  |  |  | Electrique | According Manufacturer SpecTo be defined | According Manufacturer SpecTo be defined | [9 empty] | FALSE |  | NI USB 6211
1682 | CIVC0044_Enregistreur multifonction | Enregistreur multifonction | CIVC0044 |  | No |  |  | D.GORGIEVSKI | D.GORGIEVSKI | IVC / IVC / IVC\SCR |  |  | D.GORGIEVSKI | No | [20 empty] | Non-conforme | 1 - Product quality and specific measurement equipment |  |  |  | Electricité | 0 - 10 bar-50°C - 90°C0 - 15 A | ± 0,12 bar± 2°C± 0,15 A | [9 empty] | FALSE |  | Enregistreur multifonction
1683 | CIVC0048_Capteur de pression | Capteur de pression | CIVC0048 |  | No |  |  | D.GORGIEVSKI | D.GORGIEVSKI | IVC / IVC / IVC\SCR |  |  | D.GORGIEVSKI | No | [15 empty] | 2626868 | [5 empty] | 1 - Product quality and specific measurement equipment |  |  |  | Pression | 0/10 bar | +/-20 mbar | [9 empty] | FALSE |  | Capteur de pression
1684 | CIVC0049_Sonde de température | Sonde de température | CIVC0049 |  | No |  |  | D.GORGIEVSKI | D.GORGIEVSKI | IVC / IVC / IVC\SCR |  |  | D.GORGIEVSKI | No | [14 empty] | PT 2 FILS | 101089041 | [5 empty] | 1 - Product quality and specific measurement equipment |  |  |  | Température | According Manufacturer SpecTo be defined | According Manufacturer SpecTo be defined | [9 empty] | FALSE |  | Sonde de température
1685 | CIVC0050_Enregistreur multifonction | Enregistreur multifonction | CIVC0050 |  | No |  |  | D.GORGIEVSKI | D.GORGIEVSKI | IVC / IVC / IVC\SCR |  |  | D.GORGIEVSKI | No | [20 empty] | No calibration status | 3 - Not affecting quality equipment |  |  |  | Electricité | 0 - 10 bar1 - 5V-50°C - 90°C0 - 15 A | ± 0,12 bar± 50mV± 2°C± 0,15 A | [9 empty] | FALSE |  | Enregistreur multifonction
1686 | CIVC0051_Générateur de fréquence | Générateur de fréquence | CIVC0051 |  | No |  |  | D.GORGIEVSKI | D.GORGIEVSKI | IVC / IVC / IVC\ATEX |  |  | D.GORGIEVSKI | No | [14 empty] | GX320 | 117037 |  |  |  |  | Conform | 1 - Product quality and specific measurement equipment | 21/07/2024 00:00:00 |  |  | Temps-Fréquence | According Manufacturer SpecTo be defined | According Manufacturer SpecTo be defined | [9 empty] | FALSE |  | Générateur de fréquence |  |  | 21/07/2022 00:00:00 |  | 744
1687 | CIVC0052_Chaîne de mesure de température | Chaîne de mesure de température | CIVC0052 |  | No |  |  | D.GORGIEVSKI | D.GORGIEVSKI | IVC / IVC / IVC\ATEX station weiss |  |  | D.GORGIEVSKI | No | [20 empty] | Conform | 1 - Product quality and specific measurement equipment | 13/10/2023 13:09:34 |  |  | Température | 0/+50°C | ± 1 °C | [9 empty] | FALSE |  | Chaîne de mesure de température |  |  | 13/10/2021 13:09:34 |  | 744
1688 | CIVC0053_Chaîne de mesure de température | Chaîne de mesure de température | CIVC0053 |  | No |  |  | D.GORGIEVSKI | D.GORGIEVSKI | IVC / IVC / IVC\ATEX station weiss |  |  | D.GORGIEVSKI | No | [20 empty] | Conform | 1 - Product quality and specific measurement equipment | 13/10/2023 13:10:22 |  |  | Température | 0/+50°C | ± 1 °C | [9 empty] | FALSE |  | Chaîne de mesure de température |  |  | 13/10/2021 13:10:22 |  | 744
1689 | CIVC0054_Débitmètre | Débitmètre | CIVC0054 |  | No |  |  | D.GORGIEVSKI | D.GORGIEVSKI | IVC / IVC / IVC\ATEX station weiss |  |  | D.GORGIEVSKI | No | [21 empty] | 1 - Product quality and specific measurement equipment |  |  |  | Débit | [11 empty] | FALSE |  | Débitmètre
1690 | CIVC0055_Débitmètre | Débitmètre | CIVC0055 |  | No |  |  | D.GORGIEVSKI | D.GORGIEVSKI | IVC / IVC / IVC\ATEX station weiss |  |  | D.GORGIEVSKI | No | [20 empty] | Conform | 1 - Product quality and specific measurement equipment | 19/02/2023 15:48:47 |  |  | Débit | 0/+55L/min | 0,3 L/min | [9 empty] | FALSE |  | Débitmètre |  |  | 19/02/2021 15:48:47 |  | 744
1691 | CIVC0056_Volucompteur | Volucompteur | CIVC0056 |  | No |  |  | D.GORGIEVSKI | D.GORGIEVSKI | IVC / IVC / IVC\ATEX station weiss |  |  | D.GORGIEVSKI | No | [21 empty] | 1 - Product quality and specific measurement equipment |  |  |  | Débit | [11 empty] | FALSE |  | Volucompteur
1692 | CIVC0057_Volucompteur | Volucompteur | CIVC0057 |  | No |  |  | D.GORGIEVSKI | D.GORGIEVSKI | IVC / IVC / IVC\ATEX station weiss |  |  | D.GORGIEVSKI | No | [20 empty] | Conform | 1 - Product quality and specific measurement equipment | 19/02/2023 15:49:52 |  |  | Débit | 0/150 L | ± 0,3%RV | [9 empty] | FALSE |  | Volucompteur |  |  | 19/02/2021 15:49:52 |  | 744
1693 | CIVC0058_Débitmètre | Débitmètre | CIVC0058 |  | No |  |  | D.GORGIEVSKI | D.GORGIEVSKI | IVC / IVC / IVC\ATEX banc de jaugeage |  |  | D.GORGIEVSKI | No | [20 empty] | Conform | 1 - Product quality and specific measurement equipment | 28/07/2025 11:25:33 |  |  | Débit | 0,6 à 2 l/min | +/- 0,25 L/min | [9 empty] | FALSE |  | Débitmètre |  |  | 28/07/2022 11:25:33 |  | 1116
1694 | CIVC0059_Alimentation stabilisée | Alimentation stabilisée | CIVC0059 |  | No |  |  | D.GORGIEVSKI | D.GORGIEVSKI | IVC / IVC / IVC\ATEX banc de jaugeage |  |  | D.GORGIEVSKI | No | [20 empty] | Conform | 1 - Product quality and specific measurement equipment | 29/09/2024 11:01:23 |  |  | Electricité | 0/+35 VDC | Respect de la norme détalonnage | [9 empty] | FALSE |  | Alimentation stabilisée |  |  | 29/09/2022 11:01:23 |  | 744
1695 | CIVC0060_Détecteur de gaz | Détecteur de gaz | CIVC0060 |  | No |  |  | D.GORGIEVSKI | D.GORGIEVSKI | IVC / IVC / IVC\ATEX banc de jaugeage |  |  | D.GORGIEVSKI | No | [20 empty] | Non-conforme | 1 - Product quality and specific measurement equipment |  |  |  | Chimie | According Manufacturer SpecTo be defined | According Manufacturer SpecTo be defined | [9 empty] | FALSE |  | Détecteur de gaz
1696 | CIVC0062_Ohmmètre | Ohmmètre | CIVC0062 |  | No |  |  | D.GORGIEVSKI | D.GORGIEVSKI | IVC / IVC / IVC\ATEX banc de jaugeage |  |  | D.GORGIEVSKI | No | [20 empty] | Conform | 1 - Product quality and specific measurement equipment | 30/09/2023 14:15:53 |  |  | Electricité | 5/300 400/1000 Ohm | ±1 Ohm ±2 Ohm | [9 empty] | FALSE |  | Ohmmètre |  |  | 30/09/2020 14:15:53 |  | 1116
1697 | CIVC0063_Alimentation stabilisée | Alimentation stabilisée | CIVC0063 |  | No |  |  | D.GORGIEVSKI | D.GORGIEVSKI | IVC / IVC / IVC\ESD-RS |  |  | D.GORGIEVSKI | No | [14 empty] | K112A | A05 CF 02 026 |  |  |  |  | Conform | 1 - Product quality and specific measurement equipment | 22/06/2024 11:53:09 |  |  | Electricité | According Manufacturer SpecTo be defined | According Manufacturer SpecTo be defined | [9 empty] | FALSE |  | Alimentation stabilisée |  |  | 22/06/2022 11:53:09 |  | 744
1698 | CIVC0064_Multimètre | Multimètre | CIVC0064 |  | No |  |  | D.GORGIEVSKI | D.GORGIEVSKI | IVC / IVC / IVC\ESD-RS |  |  | D.GORGIEVSKI | No | [20 empty] | Conform | 1 - Product quality and specific measurement equipment | 10/03/2023 00:00:00 |  |  | Electricité | According Manufacturer SpecTo be defined | According Manufacturer SpecTo be defined | [9 empty] | FALSE |  | Multimètre |  |  | 10/03/2021 00:00:00 |  | 744
1699 | CIVC0065_Pied à coulisse | Pied à coulisse | CIVC0065 |  | No |  |  | D.GORGIEVSKI | D.GORGIEVSKI | IVC / IVC / IVC\proto |  |  | D.GORGIEVSKI | No | [20 empty] | Conform | 1 - Product quality and specific measurement equipment | 24/08/2023 00:00:00 |  |  | Dimensionnel | 0/+160mm | ± 0,1 mm | [9 empty] | FALSE |  | Pied à coulisse |  |  | 24/08/2021 00:00:00 |  | 744
1700 | CIVC0066_Balance | Balance | CIVC0066 |  | No |  |  | D.GORGIEVSKI | D.GORGIEVSKI | IVC / IVC / Armoire |  |  | D.GORGIEVSKI | No | [20 empty] | Out of date | 1 - Product quality and specific measurement equipment | 06/08/2021 00:00:00 |  |  | Masse | 1/+210 g | According Manufacturer SpecTo be defined | [9 empty] | FALSE |  | Balance |  |  | 06/08/2019 00:00:00 |  | 744
1701 | CIVC0067_Densimètre | Densimètre | CIVC0067 |  | No |  |  | D.GORGIEVSKI | D.GORGIEVSKI | IVC / IVC / \ |  |  | D.GORGIEVSKI | No | [20 empty] | No calibration status | 3 - Not affecting quality equipment |  |  |  | Chimie | 0,7/+0,8g/ml | Respect de la norme détalonnage | [9 empty] | FALSE |  | Densimètre
1702 | CIVC0068_Densimètre | Densimètre | CIVC0068 |  | No |  |  | D.GORGIEVSKI | D.GORGIEVSKI | IVC / IVC / \ |  |  | D.GORGIEVSKI | No | [20 empty] | No calibration status | 3 - Not affecting quality equipment |  |  |  | Chimie | 0,7/+0,8g/ml | Respect de la norme détalonnage | [9 empty] | FALSE |  | Densimètre
1703 | CIVC0071_Dynamomètre | Dynamomètre | CIVC0071 |  | No |  |  | D.GORGIEVSKI | D.GORGIEVSKI | IVC / IVC / Armoire traction |  |  | D.GORGIEVSKI | No | [20 empty] | Non-conforme | 1 - Product quality and specific measurement equipment |  |  |  | Force | 0/500N | ± 5N | [9 empty] | FALSE |  | Dynamomètre
1704 | CIVC0072_Réfractomètre | Réfractomètre | CIVC0072 |  | No |  |  | D.GORGIEVSKI | D.GORGIEVSKI | IVC / IVC / IVC SCR |  |  | D.GORGIEVSKI | No | [14 empty] | PAL-UREA | L215782 | [5 empty] | 1 - Product quality and specific measurement equipment |  |  |  | Chimie | 0 / 55 % | ± 0,3 % | [9 empty] | FALSE |  | Réfractomètre
1705 | CIVC0073_Chronomètre | Chronomètre | CIVC0073 |  | No |  |  | D.GORGIEVSKI | D.GORGIEVSKI | IVC / IVC |  |  | D.GORGIEVSKI | No | [20 empty] | Non-conforme | 1 - Product quality and specific measurement equipment |  |  |  | Temps-Fréquence | 0/1 h | ± 1 s | [9 empty] | FALSE |  | Chronomètre
1706 | CIVC0074_Pied à coulisse | Pied à coulisse | CIVC0074 |  | No |  |  | D.GORGIEVSKI | D.GORGIEVSKI | IVC / IVC / IVC\SCR |  |  | D.GORGIEVSKI | No | [20 empty] | Conform | 1 - Product quality and specific measurement equipment | 09/08/2023 00:00:00 |  |  | Dimensionnel | 0/+150mm | ± 0,1 mm | [9 empty] | FALSE |  | Pied à coulisse |  |  | 09/08/2022 00:00:00 |  | 372
1707 | CIVC0075_Ohmmètre | Ohmmètre | CIVC0075 |  | No |  |  | D.GORGIEVSKI | D.GORGIEVSKI | IVC / IVC / IVC\ATEX banc de jaugeage |  |  | D.GORGIEVSKI | No | [20 empty] | Conform | 1 - Product quality and specific measurement equipment | 30/09/2023 14:17:55 |  |  | Electricité | 5/300 400/1000 Ohm | ±1 Ohm ±2 Ohm | [9 empty] | FALSE |  | Ohmmètre |  |  | 30/09/2020 14:17:55 |  | 1116
1708 | CIVC0076_Enregistreur multifonction | Enregistreur multifonction | CIVC0076 |  | No |  |  | D.GORGIEVSKI | D.GORGIEVSKI | IVC / IVC / IVC\SCR |  |  | D.GORGIEVSKI | No | [20 empty] | No calibration status | 3 - Not affecting quality equipment |  |  |  | Electricité | / | / | [9 empty] | FALSE |  | Enregistreur multifonction
1709 | CIVC0077_Enregistreur multifonction | Enregistreur multifonction | CIVC0077 |  | No |  |  | D.GORGIEVSKI | D.GORGIEVSKI | IVC / IVC / IVC\SCR |  |  | D.GORGIEVSKI | No | [20 empty] | No calibration status | 3 - Not affecting quality equipment |  |  |  | Electricité | / | / | [9 empty] | FALSE |  | Enregistreur multifonction
1710 | CIVC0078_Enregistreur multifonction | Enregistreur multifonction | CIVC0078 |  | No |  |  | D.GORGIEVSKI | D.GORGIEVSKI | IVC / IVC / IVC\SCR |  |  | D.GORGIEVSKI | No | [20 empty] | No calibration status | 3 - Not affecting quality equipment |  |  |  | Electricité | / | / | [9 empty] | FALSE |  | Enregistreur multifonction
1711 | CIVC0079_Alimentation stabilisée | Alimentation stabilisée | CIVC0079 |  | No |  |  | D.GORGIEVSKI | D.GORGIEVSKI | IVC / IVC / IVC\SCR |  |  | D.GORGIEVSKI | No | [20 empty] | No calibration status | 3 - Not affecting quality equipment |  |  |  | Electricité | Approach Device | Approach Device | [9 empty] | FALSE |  | Alimentation stabilisée
1712 | CIVC0080_Manomètre à aiguille | Manomètre à aiguille | CIVC0080 |  | No |  |  | D.GORGIEVSKI | D.GORGIEVSKI | IVC / IVC / IVC\ATEX banc de jaugeage |  |  | D.GORGIEVSKI | No | [20 empty] | No calibration status | 3 - Not affecting quality equipment |  |  |  | Pression | -1/+3 bars | / | [9 empty] | FALSE |  | Manomètre à aiguille
1713 | CIVC0081_Manomètre à aiguille | Manomètre à aiguille | CIVC0081 |  | No |  |  | D.GORGIEVSKI | D.GORGIEVSKI | IVC / IVC / IVC\ATEX banc de jaugeage |  |  | D.GORGIEVSKI | No | [20 empty] | No calibration status | 3 - Not affecting quality equipment |  |  |  | Pression | -1/+15 bars | / | [9 empty] | FALSE |  | Manomètre à aiguille
1714 | CIVC0082_Appareil de coupe | Appareil de coupe | CIVC0082 |  | No |  |  | D.GORGIEVSKI | D.GORGIEVSKI | IVC / IVC / IVC\proto |  |  | D.GORGIEVSKI | No | [20 empty] | No calibration status | 3 - Not affecting quality equipment |  |  |  | Dimensionnel | / | / | [9 empty] | FALSE |  | Appareil de coupe
1715 | CIVC0083_Appareil de coupe | Appareil de coupe | CIVC0083 |  | No |  |  | D.GORGIEVSKI | D.GORGIEVSKI | IVC / IVC / IVC\proto |  |  | D.GORGIEVSKI | No | [20 empty] | No calibration status | 3 - Not affecting quality equipment |  |  |  | Dimensionnel | / | / | [9 empty] | FALSE |  | Appareil de coupe
1716 | CIVC0084_Transistor | Transistor | CIVC0084 |  | No |  |  | D.GORGIEVSKI | D.GORGIEVSKI | IVC / IVC / IVC\SCR |  |  | D.GORGIEVSKI | No | [20 empty] | No calibration status | 3 - Not affecting quality equipment |  |  |  | Electricité | / | / | [9 empty] | FALSE |  | Transistor
1717 | CIVC0085_Transistor | Transistor | CIVC0085 |  | No |  |  | D.GORGIEVSKI | D.GORGIEVSKI | IVC / IVC / IVC\SCR |  |  | D.GORGIEVSKI | No | [20 empty] | No calibration status | 3 - Not affecting quality equipment |  |  |  | Electricité | / | / | [9 empty] | FALSE |  | Transistor
1718 | CIVC0086_Transistor | Transistor | CIVC0086 |  | No |  |  | D.GORGIEVSKI | D.GORGIEVSKI | IVC / IVC / IVC\SCR |  |  | D.GORGIEVSKI | No | [20 empty] | No calibration status | 3 - Not affecting quality equipment |  |  |  | Electricité | / | / | [9 empty] | FALSE |  | Transistor
1719 | CIVC0087_Manomètre à aiguille | Manomètre à aiguille | CIVC0087 |  | No |  |  | D.GORGIEVSKI | D.GORGIEVSKI | IVC / IVC / IVC\ATEX pompe pneumatique |  |  | D.GORGIEVSKI | No | [20 empty] | No calibration status | 3 - Not affecting quality equipment |  |  |  | Pression | 0/+12 bars | / | [9 empty] | FALSE |  | Manomètre à aiguille
1720 | CIVC0088_Balance | Balance | CIVC0088 |  | No |  |  | D.GORGIEVSKI | D.GORGIEVSKI | IVC / IVC / IVC\SCR |  |  | D.GORGIEVSKI | No | [14 empty] | CPW PLUS | AE63003163 | [5 empty] | 1 - Product quality and specific measurement equipment |  |  |  | Masse | 0/ +75 kg | ± 0,05 Kg | [9 empty] | FALSE |  | Balance
1721 | CIVC0089_Alimentation stabilisée | Alimentation stabilisée | CIVC0089 |  | No |  |  | D.GORGIEVSKI | D.GORGIEVSKI | IVC / IVC / IVC\SCR |  |  | D.GORGIEVSKI | No | [21 empty] | 3 - Not affecting quality equipment |  |  |  | Electricité | Approach Device | Approach Device | [9 empty] | FALSE |  | Alimentation stabilisée
1722 | CIVC0090_Capteur de fuite | Capteur de fuite | CIVC0090 |  | No |  |  | D.GORGIEVSKI | D.GORGIEVSKI | IVC / IVC / Banc helium |  |  | D.GORGIEVSKI | No | [14 empty] | TL7 | [5 empty] | No calibration status | 3 - Not affecting quality equipment |  |  |  | Débit | 3,4E-07 mbar L/s | ± 15% | [9 empty] | FALSE |  | Capteur de fuite
1723 | CIVC0091_Fuite étalon | Fuite étalon | CIVC0091 |  | No |  |  | D.GORGIEVSKI | D.GORGIEVSKI | IVC / IVC / Banc helium |  |  | D.GORGIEVSKI | No | [14 empty] | CM14.2-510DNV0/4/70-8 | 11634 |  |  |  |  | Conform | 1 - Product quality and specific measurement equipment | 05/02/2024 00:00:00 |  |  | Débit | 3,94 X 10-5 | ± 3,8 % | [9 empty] | FALSE |  | Fuite étalon |  |  | 05/02/2019 00:00:00 |  | 1860
1724 | CIVC0092_Fuite étalon | Fuite étalon | CIVC0092 |  | No |  |  | D.GORGIEVSKI | D.GORGIEVSKI | IVC / IVC / Banc helium |  |  | D.GORGIEVSKI | No | [14 empty] | CM14.2-510DNV0/4/100-8 | 11635 |  |  |  |  | Conform | 1 - Product quality and specific measurement equipment | 05/02/2024 00:00:00 |  |  | Débit | 1,13 X 10-5 | ± 3,8 % | [9 empty] | FALSE |  | Fuite étalon |  |  | 05/02/2019 00:00:00 |  | 1860
1725 | CIVC0093_Pied à coulisse | Pied à coulisse | CIVC0093 |  | No |  |  | D.GORGIEVSKI | D.GORGIEVSKI | IVC / IVC / PROTO |  |  | D.GORGIEVSKI | No | [20 empty] | No calibration status | 3 - Not affecting quality equipment |  |  |  | Dimensionnel | 0/150mm | Respect de la norme détalonnage | [9 empty] | FALSE |  | Pied à coulisse
1726 | CIVC0094_Clé dynamométrique à déclenchement | Clé dynamométrique à déclenchement | CIVC0094 |  | No |  |  | D.GORGIEVSKI | D.GORGIEVSKI | IVC / IVC / Armoire |  |  | D.GORGIEVSKI | No | [20 empty] | No calibration status | 3 - Not affecting quality equipment |  |  |  | Couple | 10/100mm | Respect de la norme détalonnage | [9 empty] | FALSE |  | Clé dynamométrique à déclenchement
1727 | CIVC0095_Multimètre | Multimètre | CIVC0095 |  | No |  |  | D.GORGIEVSKI | D.GORGIEVSKI | IVC / IVC / Armoire |  |  | D.GORGIEVSKI | No | [20 empty] | No calibration status | 3 - Not affecting quality equipment |  |  |  | Electricité | / | / | [9 empty] | FALSE |  | Multimètre
1728 | CIVC0096_Multimètre | Multimètre | CIVC0096 |  | No |  |  | D.GORGIEVSKI | D.GORGIEVSKI | IVC / IVC / Armoire |  |  | D.GORGIEVSKI | No | [20 empty] | Non-conforme | 1 - Product quality and specific measurement equipment |  |  |  | Electricité | According Manufacturer SpecTo be defined | According Manufacturer SpecTo be defined | [9 empty] | FALSE |  | Multimètre
1729 | CIVC0097_Volucompteur | Volucompteur | CIVC0097 |  | No |  |  | D.GORGIEVSKI | D.GORGIEVSKI | IVC / IVC / Periodique |  |  | D.GORGIEVSKI | No | [21 empty] | 1 - Product quality and specific measurement equipment |  |  |  | Débit | 0/120L | 0,5L | [9 empty] | FALSE |  | Volucompteur
1730 | CIVC0098_Thermomètre | Thermomètre | CIVC0098 |  | No |  |  | D.GORGIEVSKI | D.GORGIEVSKI | IVC / IVC / Banc de traction |  |  | D.GORGIEVSKI | No | [20 empty] | No calibration status | 3 - Not affecting quality equipment |  |  |  | Température | / | / | [9 empty] | FALSE |  | Thermomètre
1731 | CIVC0099_Débitmètre | Débitmètre | CIVC0099 |  | No |  |  | D.GORGIEVSKI | D.GORGIEVSKI | IVC / IVC / IVC\ATEX station weiss |  |  | D.GORGIEVSKI | No | [20 empty] | Conform | 1 - Product quality and specific measurement equipment | 15/02/2023 10:37:56 |  |  | Débit | 0/+55L/min | +/-0,3 L/min | [9 empty] | FALSE |  | Débitmètre |  |  | 15/02/2021 10:37:56 |  | 744
1732 | CIVC0100_Volucompteur | Volucompteur | CIVC0100 |  | No |  |  | D.GORGIEVSKI | D.GORGIEVSKI | IVC / IVC / IVC\ATEX station weiss |  |  | D.GORGIEVSKI | No | [20 empty] | Conform | 1 - Product quality and specific measurement equipment | 15/02/2023 10:38:40 |  |  | Débit | 0/150 L | +/-0,3%RV | [9 empty] | FALSE |  | Volucompteur |  |  | 15/02/2021 10:38:40 |  | 744
1733 | CIVC0101_Manomètre numérique | Manomètre numérique | CIVC0101 |  | No |  |  | D.GORGIEVSKI | D.GORGIEVSKI | IVC / IVC / IVC\périodique |  |  | D.GORGIEVSKI | No | [14 empty] | 700G06 | 38116372 |  |  |  |  | Conform | 1 - Product quality and specific measurement equipment | 29/11/2023 00:00:00 |  |  | Pression | 0/1 bar | ± 5 mbar | [9 empty] | FALSE |  | Manomètre numérique |  |  | 29/11/2021 00:00:00 |  | 744
1734 | CIVC0102_Enregistreur de température | Enregistreur de température | CIVC0102 |  | No |  |  | D.GORGIEVSKI | D.GORGIEVSKI | IVC / IVC / Labo APL |  |  | D.GORGIEVSKI | No | [14 empty] | RS1313 | 170604935 |  |  |  |  | Conform | 1 - Product quality and specific measurement equipment | 18/05/2023 10:59:34 |  |  | Température | 0/95°C | ± 2°C(K;T | [9 empty] | FALSE |  | Enregistreur de température |  |  | 18/05/2021 10:59:34 |  | 744
1735 | CIVC0103_Inclinometer | Inclinometer | CIVC0103 |  | No |  |  | D.GORGIEVSKI | D.GORGIEVSKI | IVC / IVC / Labo GAUGING |  |  | D.GORGIEVSKI | No | [14 empty] | 667-3916 | 17020100130 |  |  |  |  | Non-conforme | 1 - Product quality and specific measurement equipment |  |  |  | Dimensionnel | 0/90° | ± 0,2° | [9 empty] | FALSE |  | Inclinometer
1736 | CIVC0105_Cale étalon | Cale étalon | CIVC0105 |  | No |  |  | D.GORGIEVSKI | D.GORGIEVSKI | IVC / IVC / APL |  |  | D.GORGIEVSKI | No | [15 empty] | 58809 |  |  |  |  | Not conform | 1 - Product quality and specific measurement equipment |  |  |  | Dimensionnel | 1/8 mm | ± 5 µm | [9 empty] | FALSE |  | Cale étalon |  |  | 02/08/2022 14:21:20 |  | 1860
1737 | CIVC0106_Réfractomètre | Réfractomètre | CIVC0106 |  | No |  |  | D.GORGIEVSKI | D.GORGIEVSKI | IVC / IVC / IVC SCR |  |  | D.GORGIEVSKI | No | [14 empty] | PAL-UREA | S911361 | [5 empty] | 1 - Product quality and specific measurement equipment |  |  |  | Chimie | 0/ 54,2% | ± 0,3 % | [9 empty] | FALSE |  | Réfractomètre
1738 | CIVC0107_Cale étalon | Cale étalon | CIVC0107 |  | No |  |  | D.GORGIEVSKI | D.GORGIEVSKI | IVC / IVC / MICROSCOPE NIKON |  |  | D.GORGIEVSKI | No | [14 empty] | MBM 11100 | [5 empty] | Conform | 1 - Product quality and specific measurement equipment | 15/05/2023 17:19:21 |  |  | Dimensionnel | According Manufacturer SpecTo be defined | According Manufacturer SpecTo be defined | [9 empty] | FALSE |  | Cale étalon |  |  | 15/05/2018 17:19:21 |  | 1860
1739 | CIVC0108_Cale étalon | Cale étalon | CIVC0108 |  | No |  |  | D.GORGIEVSKI | D.GORGIEVSKI | IVC / IVC / MICROSCOPE LEICA |  |  | D.GORGIEVSKI | No | [14 empty] | 10310345 | [5 empty] | Conform | 1 - Product quality and specific measurement equipment | 15/05/2023 17:13:16 |  |  | Dimensionnel | According Manufacturer SpecTo be defined | According Manufacturer SpecTo be defined | [9 empty] | FALSE |  | Cale étalon |  |  | 15/05/2018 17:13:16 |  | 1860
1740 | CIVC0109_Capteur de pression | Capteur de pression | CIVC0109 |  | No |  |  | D.GORGIEVSKI | D.GORGIEVSKI | IVC / IVC / Banc CANISTER |  |  | D.GORGIEVSKI | No | [14 empty] | PMC-131 | A11F1A2A |  |  |  |  | Conform | 1 - Product quality and specific measurement equipment | 17/05/2024 00:00:00 |  |  | Pression | 1010,2 HPA | constructeur | [9 empty] | FALSE |  | Capteur de pression |  |  | 17/05/2022 00:00:00 |  | 744
1741 | CIVC0110_Débitmètre | Débitmètre | CIVC0110 |  | No |  |  | D.GORGIEVSKI | D.GORGIEVSKI | IVC / IVC / Banc CANISTER |  |  | D.GORGIEVSKI | No | [15 empty] | 585155002 |  |  |  |  | Conform | 1 - Product quality and specific measurement equipment | 18/05/2024 00:00:00 |  |  | Débit | 92,7 / 247 ml/min | +/- 1L/min | [9 empty] | FALSE |  | Débitmètre |  |  | 18/05/2022 00:00:00 |  | 744
1742 | CIVC0111_Débitmètre | Débitmètre | CIVC0111 |  | No |  |  | D.GORGIEVSKI | D.GORGIEVSKI | IVC / IVC / Banc CANISTER |  |  | D.GORGIEVSKI | No | [15 empty] | 1344444 |  |  |  |  | Conform | 1 - Product quality and specific measurement equipment | 18/05/2024 00:00:00 |  |  | Débit | 92,7 / 247 ml/min | +/- 1L/min | [9 empty] | FALSE |  | Débitmètre |  |  | 18/05/2022 00:00:00 |  | 744
1743 | CIVC0112_Débitmètre | Débitmètre | CIVC0112 |  | No |  |  | D.GORGIEVSKI | D.GORGIEVSKI | IVC / IVC / Banc retournement |  |  | D.GORGIEVSKI | No | [15 empty] | / |  |  |  |  | No calibration status | 3 - Not affecting quality equipment |  |  |  | Débit | Approach Device | Approach Device | [9 empty] | FALSE |  | Débitmètre
1744 | CIVC0113_Cale étalon | Cale étalon | CIVC0113 |  | No |  |  | D.GORGIEVSKI | D.GORGIEVSKI | IVC / IVC / APL |  |  | D.GORGIEVSKI | No | [14 empty] | 2214M | 242910 |  |  |  |  | No calibration status | 3 - Not affecting quality equipment |  |  |  | Dimensionnel | 2,5/12,5 mm | According Manufacturer SpecTo be defined | [9 empty] | FALSE |  | Cale étalon
1745 | CIVC0114_Thermocouple | Thermocouple | CIVC0114 |  | No |  |  | D.GORGIEVSKI | D.GORGIEVSKI | IVC / IVC / APL - Gauging station |  |  | D.GORGIEVSKI | No | [20 empty] | No calibration status | 3 - Not affecting quality equipment |  |  |  | Température | -40/+100 °C | ±2 °C | [9 empty] | FALSE |  | Thermocouple
1746 | CIVC0115_Thermocouple | Thermocouple | CIVC0115 |  | No |  |  | D.GORGIEVSKI | D.GORGIEVSKI | IVC / IVC / APL - Gauging station |  |  | D.GORGIEVSKI | No | [20 empty] | No calibration status | 3 - Not affecting quality equipment |  |  |  | Température | -40/+100 °C | ±2 °C | [9 empty] | FALSE |  | Thermocouple
1747 | CIVC0116_Thermocouple | Thermocouple | CIVC0116 |  | No |  |  | D.GORGIEVSKI | D.GORGIEVSKI | IVC / IVC / APL - Gauging station |  |  | D.GORGIEVSKI | No | [21 empty] | 1 - Product quality and specific measurement equipment |  |  |  | Température | -40/+100 °C | ±2 °C | [9 empty] | FALSE |  | Thermocouple
1748 | CIVC0117_Thermocouple | Thermocouple | CIVC0117 |  | No |  |  | D.GORGIEVSKI | D.GORGIEVSKI | IVC / IVC / APL - Gauging station |  |  | D.GORGIEVSKI | No | [20 empty] | Non-conforme | 1 - Product quality and specific measurement equipment |  |  |  | Température | -40/+100 °C | ±2 °C | [9 empty] | FALSE |  | Thermocouple
1749 | CIVC0118_Multimeter | Multimeter | CIVC0118 |  | No |  |  | D.GORGIEVSKI | D.GORGIEVSKI | IVC / IVC / Scr |  |  | D.GORGIEVSKI | No | [14 empty] | AM-500-EUR | 160502165 | [5 empty] | 3 - Not affecting quality equipment |  |  |  | Electricité | / | [10 empty] | FALSE |  | Multimeter
1750 | CIVC0119_Multimètre | Multimètre | CIVC0119 |  | No |  |  | D.GORGIEVSKI | D.GORGIEVSKI | IVC / IVC / Armoire |  |  | D.GORGIEVSKI | No | [14 empty] | AM-500-EUR | 160502108 | [5 empty] | 3 - Not affecting quality equipment |  |  |  | Electricité | / | / | [9 empty] | FALSE |  | Multimètre
1751 | CIVC0120_Enregistreur multifonction | Enregistreur multifonction | CIVC0120 |  | No |  |  | D.GORGIEVSKI | D.GORGIEVSKI | IVC / IVC / IVC\SCR |  |  | D.GORGIEVSKI | No | [20 empty] | No calibration status | 3 - Not affecting quality equipment |  |  |  | Electricité | 0 - 10 bar1 - 5V-50°C - 90°C0 - 15 A | ± 0,12 bar± 50mV± 2°C± 0,15 A | [9 empty] | FALSE |  | Enregistreur multifonction
1752 | CIVC0121_Enregistreur multifonction | Enregistreur multifonction | CIVC0121 |  | No |  |  | D.GORGIEVSKI | D.GORGIEVSKI | IVC / IVC / IVC\SCR |  |  | D.GORGIEVSKI | No | [20 empty] | No calibration status | 3 - Not affecting quality equipment |  |  |  | Electricité | 0 - 10 bar1 - 5V-50°C - 90°C0 - 15 A | ± 0,12 bar± 50mV± 2°C± 0,15 A | [9 empty] | FALSE |  | Enregistreur multifonction
1753 | CIVC0122_Thermocouple | Thermocouple | CIVC0122 |  | No |  |  | D.GORGIEVSKI | D.GORGIEVSKI | IVC / IVC / IVC\SCR |  |  | D.GORGIEVSKI | No | [20 empty] | No calibration status | 3 - Not affecting quality equipment |  |  |  | Température |  | approch device | [9 empty] | FALSE |  | Thermocouple
1754 | CIVC0123_Reglet | Reglet | CIVC0123 |  | No |  |  | D.GORGIEVSKI | D.GORGIEVSKI | IVC / IVC / IVC\SCR |  |  | D.GORGIEVSKI | No | [20 empty] | No calibration status | 3 - Not affecting quality equipment |  |  |  | Dimensionnel |  | approch device | [9 empty] | FALSE |  | Reglet
1755 | CIVC0124_Reglet | Reglet | CIVC0124 |  | No |  |  | D.GORGIEVSKI | D.GORGIEVSKI | IVC / IVC / IVC\matière |  |  | D.GORGIEVSKI | No | [20 empty] | No calibration status | 3 - Not affecting quality equipment |  |  |  | Dimensionnel |  | approch device | [9 empty] | FALSE |  | Reglet
1756 | CIVC0125_Capteur de pression | Capteur de pression | CIVC0125 |  | No |  |  | D.GORGIEVSKI | D.GORGIEVSKI | IVC / IVC / Banc de jaugeage ISOPAR |  |  | D.GORGIEVSKI | No | [14 empty] | 3051S1CGA2E12A7JQ4 | 9508997 | [5 empty] | 1 - Product quality and specific measurement equipment |  |  |  | Pression | 0 / 50 mbar | ± 0,25 mbar | [9 empty] | FALSE |  | Capteur de pression
1757 | CIVC0126_Capteur de pression | Capteur de pression | CIVC0126 |  | No |  |  | D.GORGIEVSKI | D.GORGIEVSKI | IVC / IVC / Banc venting |  |  | D.GORGIEVSKI | No | [14 empty] | UNIK 5000 | 5649505 |  |  |  |  | Out of date | 1 - Product quality and specific measurement equipment | 22/12/2022 15:24:22 |  |  | Pression | 0 / 100 mbar | ± 0,5 mbar | [9 empty] | FALSE |  | Capteur de pression |  |  | 22/12/2020 15:24:22 |  | 744
1758 | CIVC0127_Capteur de pression | Capteur de pression | CIVC0127 |  | No |  |  | D.GORGIEVSKI | D.GORGIEVSKI | IVC / IVC / Banc venting |  |  | D.GORGIEVSKI | No | [14 empty] | UNIK 5000 | 5530097 |  |  |  |  | Out of date | 1 - Product quality and specific measurement equipment | 22/12/2022 15:36:28 |  |  | Pression | 0 / 100 mbar | ± 0,5 mbar | [9 empty] | FALSE |  | Capteur de pression |  |  | 22/12/2020 15:36:28 |  | 744
1759 | CIVC0128_Heat gun | Heat gun | CIVC0128 |  | No |  |  | D.GORGIEVSKI | D.GORGIEVSKI | IVC / IVC / IVC\matière |  |  | D.GORGIEVSKI | No | [15 empty] | / |  |  |  |  | No calibration status | 3 - Not affecting quality equipment |  |  |  | / |  | / | [9 empty] | FALSE |  | Heat gun
1760 | CIVC0129_Afficheur de température | Afficheur de température | CIVC0129 |  | No |  |  | D.GORGIEVSKI | D.GORGIEVSKI | IVC / IVC / \ |  |  | D.GORGIEVSKI | No | [14 empty] | 53/54 II B | 4954015ws |  |  |  |  | No calibration status | 3 - Not affecting quality equipment |  |  |  | Température |  | / | [9 empty] | FALSE |  | Afficheur de température
1761 | CIVC0130_Afficheur de température | Afficheur de température | CIVC0130 |  | No |  |  | D.GORGIEVSKI | D.GORGIEVSKI | IVC / IVC / \ |  |  | D.GORGIEVSKI | No | [14 empty] | 80PK-27 | / |  |  |  |  | No calibration status | 3 - Not affecting quality equipment |  |  |  | Température |  | / | [9 empty] | FALSE |  | Afficheur de température
1762 | CIVC0131_Palpeur exterieur | Palpeur exterieur | CIVC0131 |  | No |  |  | D.GORGIEVSKI | D.GORGIEVSKI | IVC / IVC / Armoire |  |  | D.GORGIEVSKI | No | [14 empty] | PAL15-DE001N-CR | HD12V078 |  |  |  |  | Conform | 1 - Product quality and specific measurement equipment | 09/05/2024 11:43:44 |  |  | Dimensionnel | 0 / 10 mm | ± 0,01 mm | [9 empty] | FALSE |  | Palpeur exterieur |  |  | 09/05/2022 11:43:44 |  | 744
1763 | CLAB0001_NI 9215 | NI 9215 | CLAB0001 |  | No | DAQ-Module |  | Y.SKOCZEK | Y.SKOCZEK | LABORATOIRE DEVELOPPEMENT / LAB / SIMTEC 10 HZ\ FEP-004 |  |  | Y.SKOCZEK | No | [14 empty] | 9215(A) | 1442A94 |  |  |  |  | Non-conforme | 1 - Product quality and specific measurement equipment |  |  |  | Electricité | -10/+10 V | ±0,2 %RV | [6 empty] | DAQ-Module |  |  | FALSE |  | NI 9215
1764 | CLAB0002_NI 9211 | NI 9211 | CLAB0002 |  | No | DAQ-Module |  | Y.SKOCZEK | Y.SKOCZEK | Armoire A-SCR-02 |  |  | Y.SKOCZEK | No | [14 empty] | NI9211 | 186E4E0 |  |  |  |  | Conform | 1 - Product quality and specific measurement equipment | 21/07/2024 00:00:00 |  |  | Electricité | -80/+80 mV | ±0,06 %RV | [6 empty] | DAQ-Module |  |  | FALSE |  | NI 9211 |  |  | 21/07/2021 00:00:00 |  | 1116
1765 | CLAB0003_NI 9221 | NI 9221 | CLAB0003 |  | No | DAQ-Module |  | Y.SKOCZEK | Y.SKOCZEK | Armoire A-SCR-02 |  |  | Y.SKOCZEK | No | [14 empty] | NI9221 | 180441F |  |  |  |  | Non-conforme | 1 - Product quality and specific measurement equipment |  |  |  | Electricité | ±60 V | ±0,25 %RV | [6 empty] | DAQ-Module |  |  | FALSE |  | NI 9221
1766 | CLAB0004_NI 9215 [with BNC] | NI 9215 [with BNC] | CLAB0004 |  | No | DAQ-Module |  | SKOCZEK Yoann | SKOCZEK Yoann | Armoire A-SCR-02 |  |  | SKOCZEK Yoann | No | [14 empty] | 9215 w/BNC-191467B-01 | 126A433 |  |  |  |  | Conform | 1 - Product quality and specific measurement equipment | 19/07/2024 00:00:00 |  |  | Electricité | -10/+10 V | ±0,2 %RV | [6 empty] | DAQ-Module |  |  | FALSE |  | NI 9215 [with BNC] |  |  | 19/07/2021 00:00:00 |  | 1116
1767 | CLAB0005_NI 9221 | NI 9221 | CLAB0005 |  | No | DAQ-Module |  | Y.SKOCZEK | Y.SKOCZEK | Armoire A-SCR-02 |  |  | Y.SKOCZEK | No | [14 empty] | NI9221 | 18FD1F2 |  |  |  |  | Non-conforme | 1 - Product quality and specific measurement equipment |  |  |  | Electricité | ±60 V | ±0,25 %RV | [6 empty] | DAQ-Module |  |  | FALSE |  | NI 9221
1768 | CLAB0006_NI 9219 | NI 9219 | CLAB0006 |  | No |  |  | Y.SKOCZEK | Y.SKOCZEK | LABORATOIRE DEVELOPPEMENT / MAG / Armoire moyen |  |  | Y.SKOCZEK | No | [14 empty] | NI 9219 | 14671FF |  |  |  |  | Non-conforme | 1 - Product quality and specific measurement equipment |  |  |  | Electricité | ±60 V; ±15 V; ±4 V; ±1V; ±125 mV; ±25 mA; 1kOhm; 10 kOhm ±125 mV Temp | ±0,3 %RV; ±0,1 %RV; ±0,1 %RV; ±0,1 %RV; ±0,2 %RV | [9 empty] | FALSE |  | NI 9219
1769 | CLAB0008_NI 9401 | NI 9401 | CLAB0008 |  | No |  |  | Y.SKOCZEK | Y.SKOCZEK | Armoire A-SCR-02 |  |  | Y.SKOCZEK | No | [14 empty] | NI 9401 | 1547D26 |  |  |  |  | No calibration status | 3 - Not affecting quality equipment |  |  |  | Electricité | ( | Approach device | [9 empty] | FALSE |  | NI 9401
1770 | CLAB0009_NI 9263 | NI 9263 | CLAB0009 |  | No |  |  | Y.SKOCZEK | Y.SKOCZEK | Armoire A-SCR-02 |  |  | Y.SKOCZEK | No | [14 empty] | NI 9263 | 14EF341 |  |  |  |  | Non-conforme | 1 - Product quality and specific measurement equipment |  |  |  | Electrique | ±10 V | ±0,1 %RV | [9 empty] | FALSE |  | NI 9263
1771 | CLAB0010_NI 9401 | NI 9401 | CLAB0010 |  | No |  |  | Y.SKOCZEK | Y.SKOCZEK | Armoire A-SCR-02 |  |  | Y.SKOCZEK | No | [14 empty] | 9401(A)-191316E-01L | 14B6DB8 |  |  |  |  | No calibration status | 3 - Not affecting quality equipment |  |  |  | Electricité | ( | Approach device | [9 empty] | FALSE |  | NI 9401
1772 | CLAB0011_NI 9401 | NI 9401 | CLAB0011 |  | No |  |  | J.GUEIB | J.GUEIB | LABORATOIRE DEVELOPPEMENT / MAG / Moyen |  |  | J.GUEIB | No | [14 empty] | NI 9401 | 1547D35 |  |  |  |  | No calibration status | 3 - Not affecting quality equipment |  |  |  | Electricité | Approach device | Approach device | [9 empty] | FALSE |  | NI 9401
1773 | CLAB0012_NI 9485 | NI 9485 | CLAB0012 |  | No |  |  | Y.SKOCZEK | Y.SKOCZEK | LABORATOIRE DEVELOPPEMENT / LAB / Magasin |  |  | Y.SKOCZEK | No | [14 empty] | NI 9485 | 1412A6E |  |  |  |  | No calibration status | 3 - Not affecting quality equipment |  |  |  | Electricité | Approach device | Approach device | [9 empty] | FALSE |  | NI 9485
1774 | CLAB0013_NI 9401 | NI 9401 | CLAB0013 |  | No |  |  | Y.SKOCZEK | Y.SKOCZEK | Armoire A-SCR-02 |  |  | Y.SKOCZEK | No | [14 empty] | 9401(A)-191316E-01L | 14DFEA6 |  |  |  |  | No calibration status | 3 - Not affecting quality equipment |  |  |  | Electricité | Approach device | Approach device | [9 empty] | FALSE |  | NI 9401
1775 | CLAB0014_NI 9219 | NI 9219 | CLAB0014 |  | No |  |  | Y.SKOCZEK | Y.SKOCZEK | Armoire A-SCR-02 |  |  | Y.SKOCZEK | No | [14 empty] | NI 9219 | 1.41e+42 |  |  |  |  | Conform | 1 - Product quality and specific measurement equipment | 02/12/2024 00:00:00 |  |  | Electricité | ±60 V; ±15 V; ±4 V; ±1 V; ±125 mV; ±25 mA; 1kOhm; 10 kOhm ±125 mV Temp | ±0,3 %RV;±0,1 %RV;±0,1 %RV;±0,1 %RV;±0,2 %RV | [9 empty] | FALSE |  | NI 9219 |  |  | 02/12/2021 00:00:00 |  | 1116
1776 | CLAB0015_NI 9203 | NI 9203 | CLAB0015 |  | No |  |  | Y.SKOCZEK | Y.SKOCZEK | LABORATOIRE DEVELOPPEMENT / LAB / SALLE (ORVR) |  |  | Y.SKOCZEK | No | [14 empty] | NI 9203 | 140288E |  |  |  |  | No calibration status | 3 - Not affecting quality equipment |  |  |  | Electricité | 4/20 mA | ±0,18 %RV | [9 empty] | FALSE |  | NI 9203
1777 | CLAB0016_NI 9401 | NI 9401 | CLAB0016 |  | No |  |  | Y.SKOCZEK | Y.SKOCZEK | LABORATOIRE DEVELOPPEMENT / MAG / MAGASIN |  |  | Y.SKOCZEK | No | [21 empty] | 1 - Product quality and specific measurement equipment |  |  |  | Electricité | Réformé | Réformé | [9 empty] | FALSE |  | NI 9401
1778 | CLAB0017_NI 9215 | NI 9215 | CLAB0017 |  | No | DAQ-Module |  | SKOCZEK Yoann | SKOCZEK Yoann | Armoire A-SCR-02 |  |  | SKOCZEK Yoann | No | [14 empty] | 9215(A)-198860A-01L | 1500C48 |  |  |  |  | Conform | 1 - Product quality and specific measurement equipment | 18/11/2024 00:00:00 |  |  | Electricité | -10/+10 V | ±0,2 %RV | [6 empty] | DAQ-Module |  |  | FALSE |  | NI 9215 |  |  | 18/11/2021 00:00:00 |  | 1116
1779 | CLAB0018_NI 9211 | NI 9211 | CLAB0018 |  | No | DAQ-Module |  | Y.SKOCZEK | Y.SKOCZEK | Armoire A-SCR-02 |  |  | Y.SKOCZEK | No | [14 empty] | NI9211 | 12FD85C |  |  |  |  | Non-conforme | 1 - Product quality and specific measurement equipment |  |  |  | Electricité | -80/+80 mV | ±0,06 %RV | [6 empty] | DAQ-Module |  |  | FALSE |  | NI 9211
1780 | CLAB0019_NI 9203 | NI 9203 | CLAB0019 |  | No |  |  | Y.SKOCZEK | Y.SKOCZEK | LABORATOIRE DEVELOPPEMENT / FEP / FEP-020 (SIMTEC 20 Hz) |  |  | Y.SKOCZEK | No | [14 empty] | NI 9203 | 143E592 |  |  |  |  | No calibration status | 3 - Not affecting quality equipment |  |  |  | Electricité | Approach device | Approach device | [9 empty] | FALSE |  | NI 9203
1781 | CLAB0020_NI 9401 | NI 9401 | CLAB0020 |  | No |  |  | Y.SKOCZEK | Y.SKOCZEK | Armoire A-SCR-02 |  |  | Y.SKOCZEK | No | [14 empty] | 9401(A)-191316E-01L | 1547D79 |  |  |  |  | No calibration status | 3 - Not affecting quality equipment |  |  |  | Electricité | ( | Approach device | [9 empty] | FALSE |  | NI 9401
1782 | CLAB0021_NI CDAQ 9174 | NI CDAQ 9174 | CLAB0021 |  | No |  |  | Y.SKOCZEK | Y.SKOCZEK | LABORATOIRE DEVELOPPEMENT / LAB / Julien GUEIB |  |  | Y.SKOCZEK | No | [14 empty] | NI CDAQ 9174 | 1558F0C |  |  |  |  | No calibration status | 3 - Not affecting quality equipment |  |  |  | Electricité | Approach device | Approach device | [9 empty] | FALSE |  | NI CDAQ 9174
1783 | CLAB0023_NI 9221 | NI 9221 | CLAB0023 |  | No | DAQ-Module |  | Y.SKOCZEK | Y.SKOCZEK | Armoire A-SCR-02 |  |  | Y.SKOCZEK | No | [14 empty] | NI9221 | 18FD1DE |  |  |  |  | Conforme | 1 - Product quality and specific measurement equipment |  |  |  | Electricité | ±60 V | ±0,25 %RV | [6 empty] | DAQ-Module |  |  | FALSE |  | NI 9221
1784 | CLAB0024_NI 9401 | NI 9401 | CLAB0024 |  | No |  |  | Y.SKOCZEK | Y.SKOCZEK | LABORATOIRE DEVELOPPEMENT / ASS / ASS-035 (Phoenix) |  |  | Y.SKOCZEK | No | [14 empty] | NI 9401 | 1.4e+88 |  |  |  |  | No calibration status | 3 - Not affecting quality equipment |  |  |  | Electricité | Approach device | Approach device | [9 empty] | FALSE |  | NI 9401
1785 | CLAB0025_NI 9215 | NI 9215 | CLAB0025 |  | No | DAQ-Module |  | Y.SKOCZEK | Y.SKOCZEK | Armoire A-SCR-02 |  |  | Y.SKOCZEK | No | [14 empty] | 9215(A) | 17DBD2A |  |  |  |  | Conform | 1 - Product quality and specific measurement equipment | 06/10/2024 00:00:00 |  |  | Electricité | -10/+10 V | ±0,2 %RV | [6 empty] | DAQ-Module |  |  | FALSE |  | NI 9215 |  |  | 06/10/2021 00:00:00 |  | 1116
1786 | CLAB0026_NI 9215 [with BNC] | NI 9215 [with BNC] | CLAB0026 |  | No | DAQ-Module |  | SKOCZEK Yoann | SKOCZEK Yoann | Armoire A-SCR-02 |  |  | SKOCZEK Yoann | No | [14 empty] | 9215 w/BNC | 1383264 |  |  |  |  | Conform | 1 - Product quality and specific measurement equipment | 19/07/2024 00:00:00 |  |  | Electricité | -10/+10 V | ±0,2 %RV | [6 empty] | DAQ-Module |  |  | FALSE |  | NI 9215 [with BNC] |  |  | 19/07/2021 00:00:00 |  | 1116
1787 | CLAB0027_NI 9215 | NI 9215 | CLAB0027 |  | No | DAQ-Module |  | Y.SKOCZEK | Y.SKOCZEK | LABORATOIRE DEVELOPPEMENT / LAB / SALLE (ORVR) |  |  | Y.SKOCZEK | No | [14 empty] | 9215(A) | 1914B9C |  |  |  |  | Non-conforme | 1 - Product quality and specific measurement equipment |  |  |  | Electricité | -10/+10 V | ±0,2 %RV | [6 empty] | DAQ-Module |  |  | FALSE |  | NI 9215
1788 | CLAB0028_NI 9221 | NI 9221 | CLAB0028 |  | No | DAQ-Module |  | Y.SKOCZEK | Y.SKOCZEK | Armoire A-SCR-02 |  |  | Y.SKOCZEK | No | [14 empty] | NI9221 | 189A2DB |  |  |  |  | Conform | 1 - Product quality and specific measurement equipment | 06/10/2024 00:00:00 |  |  | Electricité | ±60 V | ±0,25 %RV | [6 empty] | DAQ-Module |  |  | FALSE |  | NI 9221 |  |  | 06/10/2021 00:00:00 |  | 1116
1789 | CLAB0029_NI 9215 | NI 9215 | CLAB0029 |  | No | DAQ-Module |  | SKOCZEK Yoann | SKOCZEK Yoann | Armoire A-SCR-02 |  |  | SKOCZEK Yoann | No | [14 empty] | 9215A(A)-198860A-01L | 1914B6A |  |  |  |  | Conform | 1 - Product quality and specific measurement equipment | 06/10/2024 00:00:00 |  |  | Electricité | -10/+10 V | ±0,2 %RV | [6 empty] | DAQ-Module |  |  | FALSE |  | NI 9215 |  |  | 06/10/2021 00:00:00 |  | 1116
1790 | CLAB0030_NI 9215 [with BNC] | NI 9215 [with BNC] | CLAB0030 |  | No | DAQ-Module |  | Y.SKOCZEK | Y.SKOCZEK | Armoire A-SCR-02 |  |  | Y.SKOCZEK | No | [14 empty] | 9215(A) -191467C-01 | 1383276 |  |  |  |  | Conform | 1 - Product quality and specific measurement equipment | 06/10/2024 00:00:00 |  |  | Electricité | -10/+10 V | ±0,2 %RV | [6 empty] | DAQ-Module |  |  | FALSE |  | NI 9215 [with BNC] |  |  | 06/10/2021 00:00:00 |  | 1116
1791 | CLAB0031_NI 9211 | NI 9211 | CLAB0031 |  | No | DAQ-Module |  | Y.SKOCZEK | Y.SKOCZEK | Armoire A-SCR-02 |  |  | Y.SKOCZEK | No | [14 empty] | NI9211 | 1777433 |  |  |  |  | Conforme | 1 - Product quality and specific measurement equipment |  |  |  | Electricité | -80/+80 mV | ±0,06 %RV | [6 empty] | DAQ-Module |  |  | FALSE |  | NI 9211
1792 | CLAB0032_NI 9211 | NI 9211 | CLAB0032 |  | No | DAQ-Module |  | Y.SKOCZEK | Y.SKOCZEK | Armoire A-SCR-02 |  |  | Y.SKOCZEK | No | [14 empty] | NI9211 | 191070B |  |  |  |  | Non-conforme | 1 - Product quality and specific measurement equipment |  |  |  | Electricité | -80/+80 mV | ±0,06 %RV | [6 empty] | DAQ-Module |  |  | FALSE |  | NI 9211
1793 | CLAB0033_NI 9211 | NI 9211 | CLAB0033 |  | No | DAQ-Module |  | Y.SKOCZEK | Y.SKOCZEK | Armoire A-SCR-02 |  |  | Y.SKOCZEK | No | [14 empty] | NI9211 | 1387D19 |  |  |  |  | Conform | 1 - Product quality and specific measurement equipment | 21/07/2024 00:00:00 |  |  | Electricité | -80/+80 mV | ±0,06 %RV | [6 empty] | DAQ-Module |  |  | FALSE |  | NI 9211 |  |  | 21/07/2021 00:00:00 |  | 1116
1794 | CLAB0034_NI 9211 | NI 9211 | CLAB0034 |  | No | DAQ-Module |  | Y.SKOCZEK | Y.SKOCZEK | Armoire A-SCR-02 |  |  | Y.SKOCZEK | No | [14 empty] | NI9211 | 1387D32 |  |  |  |  | Conform | 1 - Product quality and specific measurement equipment | 21/07/2024 00:00:00 |  |  | Electricité | -80/+80 mV | ±0,06 %RV | [6 empty] | DAQ-Module |  |  | FALSE |  | NI 9211 |  |  | 21/07/2021 00:00:00 |  | 1116
1795 | CLAB0035_NI 6211 | NI 6211 | CLAB0035 |  | No | DAQ-Module |  | Y.SKOCZEK | Y.SKOCZEK | Armoire A-SCR-02 |  |  | Y.SKOCZEK | No | [14 empty] | 6211-194710E-03L | 172BE50 |  |  |  |  | Conform | 1 - Product quality and specific measurement equipment | 25/04/2025 00:00:00 |  |  | Electrique | Analog Input: -10/+10 V; -5/+5 V; Counter: 0/5 Mhz | Analog Input: -10/10 V; -5/5 V Counter: 0/5 Mhz | [6 empty] | DAQ-Module |  |  | FALSE |  | NI 6211 |  |  | 25/04/2022 00:00:00 |  | 1116
1796 | CLAB0037_NI USB 6211 | NI USB 6211 | CLAB0037 |  | No | DAQ-Module |  | Y.SKOCZEK | Y.SKOCZEK | LABORATOIRE DEVELOPPEMENT / SCR / Armoire |  |  | Y.SKOCZEK | No | [14 empty] | NI USB 6211 | 191CD0C |  |  |  |  | Non-conforme | 1 - Product quality and specific measurement equipment |  |  |  | Electrique | Analog Input: -10/+10 V; -5/+5 V; Counter: 0/5 Mhz | Analog Input: -10/10 V; -5/5 V Counter: 0/5 Mhz | [6 empty] | DAQ-Module |  |  | FALSE |  | NI USB 6211
1797 | CLAB0038_NI USB 6211 | NI USB 6211 | CLAB0038 |  | No | DAQ-Module |  | Y.SKOCZEK | Y.SKOCZEK | LABORATOIRE DEVELOPPEMENT / LAB / TEST FONCTIONNEL |  |  | Y.SKOCZEK | No | [14 empty] | NI USB 6211 | 16F87AE |  |  |  |  | Non-conforme | 1 - Product quality and specific measurement equipment |  |  |  | Electrique | Analog Input: -10/10 V; -5/5 V; Counter: 0/5 Mhz | Analog Input: -10/10 V; -5/5 V Counter: 0/5 Mhz | [6 empty] | DAQ-Module |  |  | FALSE |  | NI USB 6211
1798 | CLAB0039_NI USB 6211 | NI USB 6211 | CLAB0039 |  | No | DAQ-Module |  | Y.SKOCZEK | Y.SKOCZEK | LABORATOIRE DEVELOPPEMENT / SCR / Armoire |  |  | Y.SKOCZEK | No | [14 empty] | NI USB 6211 | 158C79E |  |  |  |  | Conforme | 1 - Product quality and specific measurement equipment |  |  |  | Electrique | Analog Input: -10/+10 V; -5/+5 V; Counter: 0/5 Mhz | Analog Input: -10/10 V; -5/5 V Counter: 0/5 Mhz | [6 empty] | DAQ-Module |  |  | FALSE |  | NI USB 6211
1799 | CLAB0040_ni USB 6211 | ni USB 6211 | CLAB0040 |  | No | DAQ-Module |  | Y.SKOCZEK | Y.SKOCZEK | LABORATOIRE DEVELOPPEMENT / LAB / Armoire |  |  | Y.SKOCZEK | No | [14 empty] | NI USB 6211 | 16F87BA |  |  |  |  | Conforme | 1 - Product quality and specific measurement equipment |  |  |  | Electrique | Analog Input: -10/10 V; -5/5 V; Counter: 0/5 Mhz | Analog Input: -10/10 V; -5/5 V Counter: 0/5 Mhz | [6 empty] | DAQ-Module |  |  | FALSE |  | ni USB 6211
1800 | CLAB0041_NI USB 6211 | NI USB 6211 | CLAB0041 |  | No | DAQ-Module |  | Y.SKOCZEK | Y.SKOCZEK | Armoire A-SCR-02 |  |  | Y.SKOCZEK | No | [14 empty] | NI USB 6211 | 186F410 |  |  |  |  | Conform | 1 - Product quality and specific measurement equipment |  |  |  | Electrique | Analog Input: -10/+10 V; -5/+5 V; Counter: 0/5 Mhz | Analog Input: -10/10 V; -5/5 V Counter: 0/5 Mhz | [6 empty] | DAQ-Module |  |  | FALSE |  | NI USB 6211 |  |  | 22/12/2021 00:00:00 |  | 1116
1801 | CLAB0042_NI USB 6211 | NI USB 6211 | CLAB0042 |  | No | DAQ-Module |  | Y.SKOCZEK | Y.SKOCZEK | LABORATOIRE DEVELOPPEMENT / SCR / METROLOGY AREA |  |  | Y.SKOCZEK | No | [14 empty] | NI USB 6211 | 19214A1 |  |  |  |  | Out of date | 1 - Product quality and specific measurement equipment | 09/08/2022 00:00:00 |  |  | Electrique | Analog Input: -10/+10 V; -5/+5 V; Counter: 0/5 Mhz | Analog Input: -10/10 V; -5/5 V Counter: 0/5 Mhz | [6 empty] | DAQ-Module |  |  | FALSE |  | NI USB 6211 |  |  | 11/09/2018 00:00:00 |  | 1116
1802 | CLAB0043_NI USB 6211 | NI USB 6211 | CLAB0043 |  | No | DAQ-Module |  | Y.SKOCZEK | Y.SKOCZEK | Armoire A-SCR-02 |  |  | Y.SKOCZEK | No | [14 empty] | NI USB 6211 | 197B34E |  |  |  |  | Conform | 1 - Product quality and specific measurement equipment |  |  |  | Electrique | Analog Input: -10/+10 V; -5/+5 V; Counter: 0/5 Mhz | Analog Input: -10/10 V; -5/5 V Counter: 0/5 Mhz | [6 empty] | DAQ-Module |  |  | FALSE |  | NI USB 6211 |  |  | 24/09/2019 00:00:00 |  | 1116
1803 | CLAB0044_NI 6211 | NI 6211 | CLAB0044 |  | No | DAQ-Module |  | Y.SKOCZEK | Y.SKOCZEK | Armoire A-SCR-02 |  |  | Y.SKOCZEK | No | [14 empty] | 6211-194710E-03L | 197B30C |  |  |  |  | Conform | 1 - Product quality and specific measurement equipment | 25/04/2025 00:00:00 |  |  | Electrique | Analog Input: -10/+10 V; -5/+5 V; Counter: 0/5 Mhz | Analog Input: -10/10 V; -5/5 V Counter: 0/5 Mhz | [6 empty] | DAQ-Module |  |  | FALSE |  | NI 6211 |  |  | 25/04/2022 00:00:00 |  | 1116
1804 | CLAB0045_NI USB 6211 | NI USB 6211 | CLAB0045 |  | No | DAQ-Module |  | Y.SKOCZEK | Y.SKOCZEK | LABORATOIRE DEVELOPPEMENT / SCR / Armoire |  |  | Y.SKOCZEK | No | [14 empty] | NI USB 6211 | 191CCE9 |  |  |  |  | Non-conforme | 1 - Product quality and specific measurement equipment |  |  |  | Electrique | Analog Input: -10/+10 V; -5/+5 V; Counter: 0/5 Mhz | Analog Input: -10/10 V; -5/5 V Counter: 0/5 Mhz | [6 empty] | DAQ-Module |  |  | FALSE |  | NI USB 6211
1805 | CLAB0046_NI USB 6211 | NI USB 6211 | CLAB0046 |  | No | DAQ-Module |  | Y.SKOCZEK | Y.SKOCZEK | LABORATOIRE DEVELOPPEMENT / MAG / P.GAUDEMER |  |  | Y.SKOCZEK | No | [14 empty] | NI USB 6211 | 1A2CCAF |  |  |  |  | No calibration status | 3 - Not affecting quality equipment |  |  |  | Electrique | Analog Input: -10/10 V; -5/5 V; Counter: 0/5 Mhz | Analog Input: -10/10 V; -5/5 V Counter: 0/5 Mhz | [6 empty] | DAQ-Module |  |  | FALSE |  | NI USB 6211
1806 | CLAB0047_NI CDAQ 9178 | NI CDAQ 9178 | CLAB0047 |  | No |  |  | Y.SKOCZEK | Y.SKOCZEK | LABORATOIRE DEVELOPPEMENT / MAG / MAGASIN |  |  | Y.SKOCZEK | No | [21 empty] | 1 - Product quality and specific measurement equipment |  |  |  | Electricité | Réformé | Réformé | [9 empty] | FALSE |  | NI CDAQ 9178
1807 | CLAB0048_NI 9211 | NI 9211 | CLAB0048 |  | No | DAQ-Module |  | Y.SKOCZEK | Y.SKOCZEK | Armoire A-SCR-02 |  |  | Y.SKOCZEK | No | [14 empty] | NI9211 | 186E6A3 |  |  |  |  | Conform | 1 - Product quality and specific measurement equipment | 22/07/2024 00:00:00 |  |  | Electricité | -80/+80 mV | ±0,06 %RV | [6 empty] | DAQ-Module |  |  | FALSE |  | NI 9211 |  |  | 22/07/2021 00:00:00 |  | 1116
1808 | CLAB0049_NI USB 6008 | NI USB 6008 | CLAB0049 |  | No | DAQ-Module |  | Y.SKOCZEK | Y.SKOCZEK | LABORATOIRE DEVELOPPEMENT / LAB / Magasin |  |  | Y.SKOCZEK | No | [14 empty] | NI USB 6008 | 3e+248 |  |  |  |  | Non-conforme | 1 - Product quality and specific measurement equipment |  |  |  | Electrique | -10/+10 V | ±14,7 mV | [6 empty] | DAQ-Module |  |  | FALSE |  | NI USB 6008
1809 | CLAB0050_NI USB 6008 | NI USB 6008 | CLAB0050 |  | No | DAQ-Module |  | Y.SKOCZEK | Y.SKOCZEK | LABORATOIRE DEVELOPPEMENT / LAB / MAG-001 |  |  | Y.SKOCZEK | No | [14 empty] | NI USB 6008 | 140411B |  |  |  |  | No calibration status | 3 - Not affecting quality equipment |  |  |  | Electrique | Approach device | Approach device | [6 empty] | DAQ-Module |  |  | FALSE |  | NI USB 6008
1810 | CLAB0051_NI USB 6008 | NI USB 6008 | CLAB0051 |  | No | DAQ-Module |  | J.GUEIB | J.GUEIB | LABORATOIRE DEVELOPPEMENT / MAG / MAG-002 |  |  | J.GUEIB | No | [14 empty] | NI USB 6008 | 300E581 |  |  |  |  | No calibration status | 3 - Not affecting quality equipment |  |  |  | Electrique | Approach device | Approach device | [6 empty] | DAQ-Module |  |  | FALSE |  | NI USB 6008
1811 | CLAB0052_NI USB 9162 | NI USB 9162 | CLAB0052 |  | No | DAQ-Module |  | Y.SKOCZEK | Y.SKOCZEK | LABORATOIRE DEVELOPPEMENT / LAB / Magasin |  |  | Y.SKOCZEK | No | [14 empty] | NI USB 9162 | 157C173 |  |  |  |  | No calibration status | 3 - Not affecting quality equipment |  |  |  | Electrique | Approach device | Approach device | [6 empty] | DAQ-Module |  |  | FALSE |  | NI USB 9162
1812 | CLAB0053_NI USB 9162 | NI USB 9162 | CLAB0053 |  | No | DAQ-Module |  | Y.SKOCZEK | Y.SKOCZEK | LABORATOIRE DEVELOPPEMENT / LAB / Magasin |  |  | Y.SKOCZEK | No | [14 empty] | NI USB 9162 | 126CBF1 |  |  |  |  | No calibration status | 3 - Not affecting quality equipment |  |  |  | Electrique | Approach device | Approach device | [6 empty] | DAQ-Module |  |  | FALSE |  | NI USB 9162
1813 | CLAB0054_NI 9201 | NI 9201 | CLAB0054 |  | No | DAQ-Module |  | Y.SKOCZEK | Y.SKOCZEK | Armoire A-SCR-02 |  |  | Y.SKOCZEK | No | [14 empty] | 9201-189880E-01L | 1319001 |  |  |  |  | No calibration status | 3 - Not affecting quality equipment |  |  |  | Electricité | -10/+10 V | ±0,2 %RV | [6 empty] | DAQ-Module |  |  | FALSE |  | NI 9201
1814 | CLAB0055_NI 9221 | NI 9221 | CLAB0055 |  | No | DAQ-Module |  | Y.SKOCZEK | Y.SKOCZEK | Armoire A-SCR-02 |  |  | Y.SKOCZEK | No | [14 empty] | NI9221 | 18FD1DA |  |  |  |  | Conform | 1 - Product quality and specific measurement equipment | 20/07/2024 00:00:00 |  |  | Electricité | ±60 V | ±0,25 %RV | [6 empty] | DAQ-Module |  |  | FALSE |  | NI 9221 |  |  | 20/07/2021 00:00:00 |  | 1116
1815 | CLAB0056_NI USB 9162 | NI USB 9162 | CLAB0056 |  | No | DAQ-Module |  | Y.SKOCZEK | Y.SKOCZEK | LABORATOIRE DEVELOPPEMENT / LAB / Magasin |  |  | Y.SKOCZEK | No | [14 empty] | NI USB 9162 | 157C205 |  |  |  |  | No calibration status | 3 - Not affecting quality equipment |  |  |  | Electrique | Approach device | Approach device | [6 empty] | DAQ-Module |  |  | FALSE |  | NI USB 9162
1816 | CLAB0057_NI 9221 | NI 9221 | CLAB0057 |  | No | DAQ-Module |  | Y.SKOCZEK | Y.SKOCZEK | Armoire A-SCR-02 |  |  | Y.SKOCZEK | No | [14 empty] | 9221-194932A-01L | 189A2D4 |  |  |  |  | Out of date | 1 - Product quality and specific measurement equipment | 31/08/2021 00:00:00 |  |  | Electricité | ±60 V | ±0,25 %RV | [6 empty] | DAQ-Module |  |  | FALSE |  | NI 9221 |  |  | 31/08/2018 00:00:00 |  | 1116
1817 | CLAB0058_NI 6211 | NI 6211 | CLAB0058 |  | No | DAQ-Module |  | Y.SKOCZEK | Y.SKOCZEK | Armoire A-SCR-02 |  |  | Y.SKOCZEK | No | [14 empty] | 6211-194710E-03L | 186F45E |  |  |  |  | Conform | 1 - Product quality and specific measurement equipment | 22/12/2024 00:00:00 |  |  | Electrique | Analog Input: -10/10 V; -5/5 V; Counter: 0/5 Mhz | Analog Input: -10/10 V; -5/5 V Counter: 0/5 Mhz | [6 empty] | DAQ-Module |  |  | FALSE |  | NI 6211 |  |  | 22/12/2021 00:00:00 |  | 1116
1818 | CLAB0059_NI USB 6008 | NI USB 6008 | CLAB0059 |  | No |  |  | Y.SKOCZEK | Y.SKOCZEK | LABORATOIRE DEVELOPPEMENT / MET / Armoire |  |  | Y.SKOCZEK | No | [15 empty] | 1183EB7 |  |  |  |  | Conform | 1 - Product quality and specific measurement equipment |  |  |  | Electrique | -10/+10 V | ±14,7 mV | [9 empty] | FALSE |  | NI USB 6008 |  |  | 21/09/2018 16:29:04 |  | 1116
1819 | CLAB0060_NI CDAQ 9178 | NI CDAQ 9178 | CLAB0060 |  | No |  |  | Y.SKOCZEK | Y.SKOCZEK | LABORATOIRE DEVELOPPEMENT / SCR / PPx-SCR-xx |  |  | Y.SKOCZEK | No | [14 empty] | NI CDAQ 9178 | 1A6654C |  |  |  |  | No calibration status | 3 - Not affecting quality equipment |  |  |  | Electricité | 0/5 MHz | Approach device | [9 empty] | FALSE |  | NI CDAQ 9178
1820 | CLAB0061_NI CDAQ 9178 | NI CDAQ 9178 | CLAB0061 |  | No |  |  | Y.SKOCZEK | Y.SKOCZEK | LABORATOIRE DEVELOPPEMENT / SCR / PPx-SCR-xx |  |  | Y.SKOCZEK | No | [14 empty] | NI CDAQ 9178 | 1A6A9D8 |  |  |  |  | No calibration status | 3 - Not affecting quality equipment |  |  |  | Electricité | 0/5 MHz | Approach device | [9 empty] | FALSE |  | NI CDAQ 9178
1821 | CLAB0062_NI CDAQ 9174 | NI CDAQ 9174 | CLAB0062 |  | No |  |  | Y.SKOCZEK | Y.SKOCZEK | LABORATOIRE DEVELOPPEMENT / FEP / FEP-004 |  |  | Y.SKOCZEK | No | [14 empty] | NI CDAQ 9174 | 1A6D707 |  |  |  |  | No calibration status | 3 - Not affecting quality equipment |  |  |  | Electricité | Approach device | Approach device | [9 empty] | FALSE |  | NI CDAQ 9174
1822 | CLAB0063_NI CDAQ 9174 | NI CDAQ 9174 | CLAB0063 |  | No |  |  | Y.SKOCZEK | Y.SKOCZEK | LABORATOIRE DEVELOPPEMENT / SCR / PPS-SCR-10 |  |  | Y.SKOCZEK | No | [14 empty] | NI CDAQ 9174 | 1A6D6DD |  |  |  |  | No calibration status | 3 - Not affecting quality equipment |  |  |  | Electricité | 0/5 MHz | Approach device | [9 empty] | FALSE |  | NI CDAQ 9174
1823 | CLAB0064_NI CDAQ 9178 | NI CDAQ 9178 | CLAB0064 |  | No |  |  | Y.SKOCZEK | Y.SKOCZEK | LABORATOIRE DEVELOPPEMENT / SCR / PPx-SCR-xx |  |  | Y.SKOCZEK | No | [14 empty] | NI CDAQ 9178 | 1A66C49 |  |  |  |  | No calibration status | 3 - Not affecting quality equipment |  |  |  | Electricité | 0/5 MHz | Approach device | [9 empty] | FALSE |  | NI CDAQ 9178
1824 | CLAB0065_NI CDAQ 9178 | NI CDAQ 9178 | CLAB0065 |  | No |  |  | Y.SKOCZEK | Y.SKOCZEK | LABORATOIRE DEVELOPPEMENT / SCR / PPM-SCR-10 |  |  | Y.SKOCZEK | No | [14 empty] | NI CDAQ 9178 | 1A63BF7 |  |  |  |  | No calibration status | 3 - Not affecting quality equipment |  |  |  | Electricité | 0/5 MHz | Approach device | [9 empty] | FALSE |  | NI CDAQ 9178
1825 | CLAB0066_NI CDAQ 9178 | NI CDAQ 9178 | CLAB0066 |  | No |  |  | Y.SKOCZEK | Y.SKOCZEK | LABORATOIRE DEVELOPPEMENT / SCR / PPx-SCR-xx |  |  | Y.SKOCZEK | No | [14 empty] | NI CDAQ 9178 | 1A63C00 |  |  |  |  | No calibration status | 3 - Not affecting quality equipment |  |  |  | Electricité | 0/5 MHz | Approach device | [9 empty] | FALSE |  | NI CDAQ 9178
1826 | CLAB0067_NI CDAQ 9178 | NI CDAQ 9178 | CLAB0067 |  | No |  |  | Y.SKOCZEK | Y.SKOCZEK | LABORATOIRE DEVELOPPEMENT / SCR / PPM-SCR-14 |  |  | Y.SKOCZEK | No | [14 empty] | NI CDAQ 9178 | 1A68C10 |  |  |  |  | No calibration status | 3 - Not affecting quality equipment |  |  |  | Electricité | 0/5 MHz | Approach device | [9 empty] | FALSE |  | NI CDAQ 9178
1827 | CLAB0068_NI CDAQ 9174 | NI CDAQ 9174 | CLAB0068 |  | No |  |  | Y.SKOCZEK | Y.SKOCZEK | LABORATOIRE DEVELOPPEMENT / SCR / PPx-SCR-xx |  |  | Y.SKOCZEK | No | [14 empty] | NI CDAQ 9174 | 1A69376 |  |  |  |  | No calibration status | 3 - Not affecting quality equipment |  |  |  | Electricité | 0/5 MHz | Approach device | [9 empty] | FALSE |  | NI CDAQ 9174
1828 | CLAB0069_NI CDAQ 9174 | NI CDAQ 9174 | CLAB0069 |  | No |  |  | Y.SKOCZEK | Y.SKOCZEK | LABORATOIRE DEVELOPPEMENT / SCR / PPS-SCR-06 |  |  | Y.SKOCZEK | No | [14 empty] | NI CDAQ 9174 | 1A64FD7 |  |  |  |  | No calibration status | 3 - Not affecting quality equipment |  |  |  | Electricité | 0/5 MHz | Approach device | [9 empty] | FALSE |  | NI CDAQ 9174
1829 | CLAB0070_NI CDAQ 9174 | NI CDAQ 9174 | CLAB0070 |  | No |  |  | Y.SKOCZEK | Y.SKOCZEK | LABORATOIRE DEVELOPPEMENT / SCR / PPM-SCR-15 |  |  | Y.SKOCZEK | No | [14 empty] | NI CDAQ 9174 | 1A6D6FD |  |  |  |  | No calibration status | 3 - Not affecting quality equipment |  |  |  | Electricité | 0/5 MHz | Approach device | [9 empty] | FALSE |  | NI CDAQ 9174
1830 | CLAB0071_NI CDAQ 9174 | NI CDAQ 9174 | CLAB0071 |  | No |  |  | Y.SKOCZEK | Y.SKOCZEK | LABORATOIRE DEVELOPPEMENT / SCR / PPS-SCR-05 |  |  | Y.SKOCZEK | No | [14 empty] | NI CDAQ 9174 | 1A6D703 |  |  |  |  | No calibration status | 3 - Not affecting quality equipment |  |  |  | Electricité | 0/5 MHz | Approach device | [9 empty] | FALSE |  | NI CDAQ 9174
1831 | CLAB0072_NI PCIe 6612 | NI PCIe 6612 | CLAB0072 |  | No |  |  | Y.SKOCZEK | Y.SKOCZEK | LABORATOIRE DEVELOPPEMENT / LAB / MAGASIN NEW EQUIPMENT |  |  | Y.SKOCZEK | No | [14 empty] | NI PCIe 6612 | HC1175469 |  |  |  |  | No calibration status | 3 - Not affecting quality equipment |  |  |  | Electricité | Approach device | Approach device | [9 empty] | FALSE |  | NI PCIe 6612
1832 | CLAB0073_NI PCIe 6612 | NI PCIe 6612 | CLAB0073 |  | No |  |  | Y.SKOCZEK | Y.SKOCZEK | LABORATOIRE DEVELOPPEMENT / LAB / MAGASIN NEW EQUIPMENT |  |  | Y.SKOCZEK | No | [14 empty] | NI PCIe 6612 | HC1175468 |  |  |  |  | No calibration status | 3 - Not affecting quality equipment |  |  |  | Electricité | Approach device | Approach device | [9 empty] | FALSE |  | NI PCIe 6612
1833 | CLAB0074_NI PCIe 6612 | NI PCIe 6612 | CLAB0074 |  | No |  |  | Y.SKOCZEK | Y.SKOCZEK | LABORATOIRE DEVELOPPEMENT / LAB / MAGASIN NEW EQUIPMENT |  |  | Y.SKOCZEK | No | [14 empty] | NI PCIe 6612 | HC1177556 |  |  |  |  | No calibration status | 3 - Not affecting quality equipment |  |  |  | Electricité | Approach device | Approach device | [9 empty] | FALSE |  | NI PCIe 6612
1834 | CLAB0075_NI PCIe 6612 | NI PCIe 6612 | CLAB0075 |  | No |  |  | Y.SKOCZEK | Y.SKOCZEK | LABORATOIRE DEVELOPPEMENT / LAB / MAGASIN NEW EQUIPMENT |  |  | Y.SKOCZEK | No | [14 empty] | NI PCIe 6612 | HC1175467 |  |  |  |  | No calibration status | 3 - Not affecting quality equipment |  |  |  | Electricité | Approach device | Approach device | [9 empty] | FALSE |  | NI PCIe 6612
1835 | CLAB0076_NI 9211 | NI 9211 | CLAB0076 |  | No |  |  | Y.SKOCZEK | Y.SKOCZEK | LABORATOIRE DEVELOPPEMENT / FEP / FEP-027 (station 1) |  |  | Y.SKOCZEK | No | [14 empty] | NI 9211 | HC1961373 |  |  |  |  | No calibration status | 3 - Not affecting quality equipment |  |  |  | Electricité | Approach device | Approach device | [9 empty] | FALSE |  | NI 9211
1836 | CLAB0077_NI 9211 | NI 9211 | CLAB0077 |  | No |  |  | Y.SKOCZEK | Y.SKOCZEK | LABORATOIRE DEVELOPPEMENT / FEP / FEP 034 Station mobile Laval |  |  | Y.SKOCZEK | No | [14 empty] | NI 9211 | HC1961374 | [5 empty] | 1 - Product quality and specific measurement equipment |  |  |  | Electricité | Approach device | Approach device | [9 empty] | FALSE |  | NI 9211
1837 | CLAB0078_NI 9211 | NI 9211 | CLAB0078 |  | No |  |  | Y.SKOCZEK | Y.SKOCZEK | LABORATOIRE DEVELOPPEMENT / FEP / FEP-020 (SIMTEC 20 Hz) |  |  | Y.SKOCZEK | No | [14 empty] | NI 9211 | HC1961435 |  |  |  |  | No calibration status | 3 - Not affecting quality equipment |  |  |  | Electricité | Approach device | Approach device | [9 empty] | FALSE |  | NI 9211
1838 | CLAB0079_NI 9211 | NI 9211 | CLAB0079 |  | No |  |  | Y.SKOCZEK | Y.SKOCZEK | LABORATOIRE DEVELOPPEMENT / LAB / MAGASIN NEW EQUIPMENT |  |  | Y.SKOCZEK | No | [14 empty] | NI 9211 | HC1961431 |  |  |  |  | Non-conforme | 1 - Product quality and specific measurement equipment |  |  |  | Electricité | -80/+80 mV | ±0,06 %RV | [9 empty] | FALSE |  | NI 9211
1839 | CLAB0080_NI 9211 | NI 9211 | CLAB0080 |  | No | DAQ-Module |  | Y.SKOCZEK | Y.SKOCZEK | Armoire A-SCR-02 |  |  | Y.SKOCZEK | No | [14 empty] | NI9211 | HC1961557 |  |  |  |  | No calibration status | 3 - Not affecting quality equipment |  |  |  | Electricité | -80/+80 mV | ±0,06 %RV | [6 empty] | DAQ-Module |  |  | FALSE |  | NI 9211
1840 | CLAB0081_NI 9211 | NI 9211 | CLAB0081 |  | No |  |  | Y.SKOCZEK | Y.SKOCZEK | LABORATOIRE DEVELOPPEMENT / SCR / PPM-SCR-19 |  |  | Y.SKOCZEK | No | [14 empty] | NI 9211 | HC1961434 |  |  |  |  | No calibration status | 3 - Not affecting quality equipment |  |  |  | Electricité | -80/+80 mV | ±0,06 %RV | [9 empty] | FALSE |  | NI 9211
1841 | CLAB0082_NI 9211 | NI 9211 | CLAB0082 |  | No | DAQ-Module |  | Y.SKOCZEK | Y.SKOCZEK | Armoire A-SCR-02 |  |  | Y.SKOCZEK | No | [14 empty] | NI9211 | HC1961375 |  |  |  |  | Conform | 1 - Product quality and specific measurement equipment | 22/04/2025 00:00:00 |  |  | Electricité | -80/+80 mV | ±0,06 %RV | [6 empty] | DAQ-Module |  |  | FALSE |  | NI 9211 |  |  | 22/04/2022 00:00:00 |  | 1116
1842 | CLAB0083_NI 9211 | NI 9211 | CLAB0083 |  | No |  |  | Y.SKOCZEK | Y.SKOCZEK | LABORATOIRE DEVELOPPEMENT / SCR / PPM-SCR-18 |  |  | Y.SKOCZEK | No | [14 empty] | NI 9211 | HC1961558 |  |  |  |  | Non-conforme | 1 - Product quality and specific measurement equipment |  |  |  | Electricité | -80/+80 mV | ±0,06 %RV | [9 empty] | FALSE |  | NI 9211
1843 | CLAB0084_NI 9211 | NI 9211 | CLAB0084 |  | No | DAQ-Module |  | Y.SKOCZEK | Y.SKOCZEK | Armoire A-SCR-02 |  |  | Y.SKOCZEK | No | [14 empty] | NI9211 | HC1961370 |  |  |  |  | Conform | 1 - Product quality and specific measurement equipment | 22/07/2024 00:00:00 |  |  | Electricité | -80/+80 mV | ±0,06 %RV | [6 empty] | DAQ-Module |  |  | FALSE |  | NI 9211 |  |  | 22/07/2021 00:00:00 |  | 1116
1844 | CLAB0085_NI 9211 | NI 9211 | CLAB0085 |  | No | DAQ-Module |  | Y.SKOCZEK | Y.SKOCZEK | Armoire A-SCR-02 |  |  | Y.SKOCZEK | No | [14 empty] | 9211-V1(A)-198864C-01L | 1A5C9A0 |  |  |  |  | Conform | 1 - Product quality and specific measurement equipment | 04/07/2025 00:00:00 |  |  | Electricité | -80/+80 mV | ±0,06 %RV | [6 empty] | DAQ-Module |  |  | FALSE |  | NI 9211 |  |  | 04/07/2022 00:00:00 |  | 1116
1845 | CLAB0086_NI 9211 | NI 9211 | CLAB0086 |  | No |  |  | Y.SKOCZEK | Y.SKOCZEK | LABORATOIRE DEVELOPPEMENT / FEP / FEP-004 (SIMTEC 10 HZ) |  |  | Y.SKOCZEK | No | [14 empty] | NI 9211 | HC1961556 |  |  |  |  | No calibration status | 3 - Not affecting quality equipment |  |  |  | Electricité | Approach device | Approach device | [9 empty] | FALSE |  | NI 9211
1846 | CLAB0087_NI 9211 | NI 9211 | CLAB0087 |  | No |  |  | Y.SKOCZEK | Y.SKOCZEK | LABORATOIRE DEVELOPPEMENT / SCR / PPM-SCR-29 |  |  | Y.SKOCZEK | No | [14 empty] | NI 9211 | HC1961436 |  |  |  |  | No calibration status | 3 - Not affecting quality equipment |  |  |  | Electricité | -80/+80 mV | ±0,06 %RV | [9 empty] | FALSE |  | NI 9211
1847 | CLAB0088_NI 9472 | NI 9472 | CLAB0088 |  | No | DAQ-Module |  | Y.SKOCZEK | Y.SKOCZEK | Armoire A-SCR-02 |  |  | Y.SKOCZEK | No | [14 empty] | 9472-V1(A)-199364A-01L | 1A6D269 |  |  |  |  | No calibration status | 3 - Not affecting quality equipment |  |  |  | Electricité | ( | Approach device | [6 empty] | DAQ-Module |  |  | FALSE |  | NI 9472
1848 | CLAB0089_NI 9215 | NI 9215 | CLAB0089 |  | No | DAQ-Module |  | Y.SKOCZEK | Y.SKOCZEK | Armoire A-SCR-02 |  |  | Y.SKOCZEK | No | [14 empty] | 9215(A) | HC1956426 |  |  |  |  | Conform | 1 - Product quality and specific measurement equipment | 06/10/2024 00:00:00 |  |  | Electricité | -10/+10 V | ±0,2 %RV | [6 empty] | DAQ-Module |  |  | FALSE |  | NI 9215 |  |  | 06/10/2021 00:00:00 |  | 1116
1849 | CLAB0090_NI 9215 | NI 9215 | CLAB0090 |  | No | DAQ-Module |  | Y.SKOCZEK | Y.SKOCZEK | Armoire A-SCR-02 |  |  | Y.SKOCZEK | No | [14 empty] | 9215(A) | HC1956246 |  |  |  |  | Non-conforme | 1 - Product quality and specific measurement equipment |  |  |  | Electricité | -10/+10 V | ±0,2 %RV | [6 empty] | DAQ-Module |  |  | FALSE |  | NI 9215
1850 | CLAB0091_NI 9401 | NI 9401 | CLAB0091 |  | No |  |  | Y.SKOCZEK | Y.SKOCZEK | LABORATOIRE DEVELOPPEMENT / MAG / Moyen |  |  | Y.SKOCZEK | No | [14 empty] | NI 9401 | HC2010084 |  |  |  |  | No calibration status | 3 - Not affecting quality equipment |  |  |  | Electricité | Approach device | Approach device | [9 empty] | FALSE |  | NI 9401
1851 | CLAB0092_NI 9211 | NI 9211 | CLAB0092 |  | No |  |  | Y.SKOCZEK | Y.SKOCZEK | LABORATOIRE DEVELOPPEMENT / SCR / PPM-SCR-17 |  |  | Y.SKOCZEK | No | [14 empty] | NI 9211 | HC1961427 |  |  |  |  | No calibration status | 3 - Not affecting quality equipment |  |  |  | Electricité | -80/+80 mV | ±0,06 %RV | [9 empty] | FALSE |  | NI 9211
1852 | CLAB0093_NI 9211 | NI 9211 | CLAB0093 |  | No | DAQ-Module |  | Y.SKOCZEK | Y.SKOCZEK | Armoire A-SCR-02 |  |  | Y.SKOCZEK | No | [14 empty] | NI9211 | HC1961426 |  |  |  |  | Non-conforme | 1 - Product quality and specific measurement equipment |  |  |  | Electricité | -80/+80 mV | ±0,06 %RV | [6 empty] | DAQ-Module |  |  | FALSE |  | NI 9211
1853 | CLAB0094_NI 9472 | NI 9472 | CLAB0094 |  | No |  |  | Y.SKOCZEK | Y.SKOCZEK | Armoire A-SCR-02 |  |  | Y.SKOCZEK | No | [14 empty] | NI 9472 | HC2026528 |  |  |  |  | Out of date | 3 - Not affecting quality equipment | 06/08/2018 00:00:00 |  |  | Electricité | ( | Approach device | [9 empty] | FALSE |  | NI 9472 |  |  | 06/08/2015 00:00:00 |  | 1116
1854 | CLAB0095_NI 9263 | NI 9263 | CLAB0095 |  | No |  |  | Y.SKOCZEK | Y.SKOCZEK | Armoire A-SCR-02 |  |  | Y.SKOCZEK | No | [14 empty] | NI 9263 | HC1957385 |  |  |  |  | Non-conforme | 1 - Product quality and specific measurement equipment |  |  |  | Electrique | ±10 V | ±0,1 %RV | [9 empty] | FALSE |  | NI 9263
1855 | CLAB0096_ni 9263 | ni 9263 | CLAB0096 |  | No |  |  | Y.SKOCZEK | Y.SKOCZEK | LABORATOIRE DEVELOPPEMENT / SCR / PPM-SCR-29 |  |  | Y.SKOCZEK | No | [14 empty] | NI 9263 | HC1957384 |  |  |  |  | Conform | 1 - Product quality and specific measurement equipment | 22/07/2024 00:00:00 |  |  | Electricité | ±10 V | ±0,1 %RV | [9 empty] | FALSE |  | ni 9263 |  |  | 22/07/2021 00:00:00 |  | 1116
1856 | CLAB0097_NI 9215 | NI 9215 | CLAB0097 |  | No | DAQ-Module |  | Y.SKOCZEK | Y.SKOCZEK | LABORATOIRE DEVELOPPEMENT / SCR / PPM-SCR-20 |  |  | Y.SKOCZEK | No | [14 empty] | 9215(A) | HC1956463 |  |  |  |  | Non-conforme | 1 - Product quality and specific measurement equipment |  |  |  | Electricité | -10/+10 V | ±0,2 %RV | [6 empty] | DAQ-Module |  |  | FALSE |  | NI 9215
1857 | CLAB0098_NI 9215 | NI 9215 | CLAB0098 |  | No | DAQ-Module |  | Y.SKOCZEK | Y.SKOCZEK | LABORATOIRE DEVELOPPEMENT / SCR / PPM-SCR-21 |  |  | Y.SKOCZEK | No | [14 empty] | 9215(A) | HC1956466 |  |  |  |  | Conform | 1 - Product quality and specific measurement equipment | 19/07/2024 00:00:00 |  |  | Electricité | -10/+10 V | ±0,2 %RV | [6 empty] | DAQ-Module |  |  | FALSE |  | NI 9215 |  |  | 19/07/2021 00:00:00 |  | 1116
1858 | CLAB0099_NI 9215 | NI 9215 | CLAB0099 |  | No | DAQ-Module |  | Y.SKOCZEK | Y.SKOCZEK | LABORATOIRE DEVELOPPEMENT / SCR / PPM-SCR-12 |  |  | Y.SKOCZEK | No | [14 empty] | 9215(A) | HC1956417 |  |  |  |  | Non-conforme | 1 - Product quality and specific measurement equipment |  |  |  | Electricité | -10/+10 V | ±0,2 %RV | [6 empty] | DAQ-Module |  |  | FALSE |  | NI 9215
1859 | CLAB0100_NI 9472 | NI 9472 | CLAB0100 |  | No |  |  | Y.SKOCZEK | Y.SKOCZEK | Armoire A-SCR-02 |  |  | Y.SKOCZEK | No | [14 empty] | NI 9472 | HC2026529 |  |  |  |  | No calibration status | 3 - Not affecting quality equipment |  |  |  | Electricité | ( | Approach device | [9 empty] | FALSE |  | NI 9472
1860 | CLAB0101_NI 9211 | NI 9211 | CLAB0101 |  | No | DAQ-Module |  | Y.SKOCZEK | Y.SKOCZEK | Armoire A-SCR-02 |  |  | Y.SKOCZEK | No | [14 empty] | NI9211 | HC1961371 |  |  |  |  | Conform | 1 - Product quality and specific measurement equipment | 06/10/2024 00:00:00 |  |  | Electricité | -80/+80 mV | ±0,06 %RV | [6 empty] | DAQ-Module |  |  | FALSE |  | NI 9211 |  |  | 06/10/2021 00:00:00 |  | 1116
1861 | CLAB0102_NI 9211 | NI 9211 | CLAB0102 |  | No | DAQ-Module |  | Y.SKOCZEK | Y.SKOCZEK | Armoire A-SCR-02 |  |  | Y.SKOCZEK | No | [14 empty] | NI9211 | HC1961376 |  |  |  |  | Conform | 1 - Product quality and specific measurement equipment | 22/07/2024 00:00:00 |  |  | Electricité | -80/+80 mV | ±0,06 %RV | [6 empty] | DAQ-Module |  |  | FALSE |  | NI 9211 |  |  | 22/07/2021 00:00:00 |  | 1116
1862 | CLAB0103_NI 9215 | NI 9215 | CLAB0103 |  | No | DAQ-Module |  | Y.SKOCZEK | Y.SKOCZEK | LABORATOIRE DEVELOPPEMENT / SCR / PPS-SCR-06 |  |  | Y.SKOCZEK | No | [14 empty] | 9215(A) | HC1956414 |  |  |  |  | No calibration status | 3 - Not affecting quality equipment |  |  |  | Electricité | Approach device | Approach device | [6 empty] | DAQ-Module |  |  | FALSE |  | NI 9215
1863 | CLAB0104_NI 9215 | NI 9215 | CLAB0104 |  | No | DAQ-Module |  | Y.SKOCZEK | Y.SKOCZEK | LABORATOIRE DEVELOPPEMENT / SCR / PPM-SCR-07 |  |  | Y.SKOCZEK | No | [14 empty] | 9215(A) | HC1956416 |  |  |  |  | Non-conforme | 1 - Product quality and specific measurement equipment |  |  |  | Electricité | -10/+10 V | ±0,2 %RV | [6 empty] | DAQ-Module |  |  | FALSE |  | NI 9215
1864 | CLAB0105_NI 9215 | NI 9215 | CLAB0105 |  | No | DAQ-Module |  | Y.SKOCZEK | Y.SKOCZEK | Armoire A-SCR-02 |  |  | Y.SKOCZEK | No | [14 empty] | 9215(A) | HC1956413 |  |  |  |  | Non-conforme | 1 - Product quality and specific measurement equipment |  |  |  | Electricité | -10/+10 V | ±0,2 %RV | [6 empty] | DAQ-Module |  |  | FALSE |  | NI 9215
1865 | CLAB0106_NI 9472 | NI 9472 | CLAB0106 |  | No |  |  | Y.SKOCZEK | Y.SKOCZEK | Armoire A-SCR-02 |  |  | Y.SKOCZEK | No | [14 empty] | NI 9472 | HC2026534 |  |  |  |  | Out of date | 3 - Not affecting quality equipment | 06/08/2018 00:00:00 |  |  | Electricité | ( | Approach device | [9 empty] | FALSE |  | NI 9472 |  |  | 06/08/2015 00:00:00 |  | 1116
1866 | CLAB0107_NI 9211 | NI 9211 | CLAB0107 |  | No |  |  | Y.SKOCZEK | Y.SKOCZEK | LABORATOIRE DEVELOPPEMENT / SCR / PPM-SCR-21 |  |  | Y.SKOCZEK | No | [14 empty] | NI 9211 | HC1961372 |  |  |  |  | No calibration status | 3 - Not affecting quality equipment |  |  |  | Electricité | -80/+80 mV | ±0,06 %RV | [9 empty] | FALSE |  | NI 9211
1867 | CLAB0108_NI 9211 | NI 9211 | CLAB0108 |  | No | DAQ-Module |  | Y.SKOCZEK | Y.SKOCZEK | Armoire A-SCR-02 |  |  | Y.SKOCZEK | No | [14 empty] | NI9211 | HC1961432 |  |  |  |  | Conform | 1 - Product quality and specific measurement equipment | 25/05/2024 00:00:00 |  |  | Electricité | -80/+80 mV | ±0,06 %RV | [6 empty] | DAQ-Module |  |  | FALSE |  | NI 9211 |  |  | 25/05/2021 00:00:00 |  | 1116
1868 | CLAB0109_NI 9211 | NI 9211 | CLAB0109 |  | No |  |  | Y.SKOCZEK | Y.SKOCZEK | LABORATOIRE DEVELOPPEMENT / SCR / PVC-SCR-03 |  |  | Y.SKOCZEK | No | [14 empty] | NI 9211 | HC1961559 |  |  |  |  | Non-conforme | 1 - Product quality and specific measurement equipment |  |  |  | Electricité | -80/+80 mV | ±0,06 %RV | [9 empty] | FALSE |  | NI 9211
1869 | CLAB0110_NI 9215 | NI 9215 | CLAB0110 |  | No | DAQ-Module |  | Y.SKOCZEK | Y.SKOCZEK | LABORATOIRE DEVELOPPEMENT / SCR / PPM-SCR-18 |  |  | Y.SKOCZEK | No | [14 empty] | 9215(A) | HC1956465 |  |  |  |  | Non-conforme | 1 - Product quality and specific measurement equipment |  |  |  | Electricité | -10/+10 V | ±0,2 %RV | [6 empty] | DAQ-Module |  |  | FALSE |  | NI 9215
1870 | CLAB0111_NI 9215 | NI 9215 | CLAB0111 |  | No | DAQ-Module |  | E.BOUCAUX | E.BOUCAUX | PROTOTYPE / ASS / ASS-035 (Phoenix) |  |  | E.BOUCAUX | No | [14 empty] | 9215(A) | HC1956415 |  |  |  |  | Conform | 1 - Product quality and specific measurement equipment | 18/11/2024 00:00:00 |  |  | Electricité | -10/10 V | ± 0,2% RV | [6 empty] | DAQ-Module |  |  | FALSE |  | NI 9215 |  |  | 18/11/2021 00:00:00 |  | 1116
1871 | CLAB0112_NI 9472 | NI 9472 | CLAB0112 |  | No |  |  | Y.SKOCZEK | Y.SKOCZEK | Armoire A-SCR-02 |  |  | Y.SKOCZEK | No | [14 empty] | NI 9472 | HC2026525 |  |  |  |  | No calibration status | 3 - Not affecting quality equipment |  |  |  | Electricité | ( | Approach device | [9 empty] | FALSE |  | NI 9472
1872 | CLAB0113_NI 9215 | NI 9215 | CLAB0113 |  | No | DAQ-Module |  | Y.SKOCZEK | Y.SKOCZEK | Armoire A-SCR-02 |  |  | Y.SKOCZEK | No | [14 empty] | 9215(A) | HC1956464 |  |  |  |  | Conform | 1 - Product quality and specific measurement equipment | 06/10/2024 00:00:00 |  |  | Electricité | -10/+10 V | ±0,2 %RV | [6 empty] | DAQ-Module |  |  | FALSE |  | NI 9215 |  |  | 06/10/2021 00:00:00 |  | 1116
1873 | CLAB0114_NI 9215 | NI 9215 | CLAB0114 |  | No | DAQ-Module |  | Y.SKOCZEK | Y.SKOCZEK | LABORATOIRE DEVELOPPEMENT / SCR / PPM-SCR-07 |  |  | Y.SKOCZEK | No | [14 empty] | 9215(A) | HC1956467 |  |  |  |  | Non-conforme | 1 - Product quality and specific measurement equipment |  |  |  | Electricité | -10/+10 V | ±0,2 %RV | [6 empty] | DAQ-Module |  |  | FALSE |  | NI 9215
1874 | CLAB0115_NI 9215 | NI 9215 | CLAB0115 |  | No | DAQ-Module |  | Y.SKOCZEK | Y.SKOCZEK | Armoire A-SCR-02 |  |  | Y.SKOCZEK | No | [14 empty] | 9215(A) | HC1956245 |  |  |  |  | Conform | 1 - Product quality and specific measurement equipment | 25/05/2024 00:00:00 |  |  | Electricité | -10/+10 V | ±0,2 %RV | [6 empty] | DAQ-Module |  |  | FALSE |  | NI 9215 |  |  | 25/05/2021 00:00:00 |  | 1116
1875 | CLAB0116_NI 9215 | NI 9215 | CLAB0116 |  | No | DAQ-Module |  | Y.SKOCZEK | Y.SKOCZEK | Armoire A-SCR-02 |  |  | Y.SKOCZEK | No | [14 empty] | 9215(A) | HC1956463 |  |  |  |  | Non-conforme | 1 - Product quality and specific measurement equipment |  |  |  | Electricité | -10/+10 V | ±0,2 %RV | [6 empty] | DAQ-Module |  |  | FALSE |  | NI 9215
1876 | CLAB0117_NI 9215 | NI 9215 | CLAB0117 |  | No | DAQ-Module |  | E.BOUCAUX | E.BOUCAUX | PROTOTYPE / ASS / ASS-035 (Phoenix) |  |  | E.BOUCAUX | No | [14 empty] | 9215(A) | HC1956489 |  |  |  |  | Conform | 1 - Product quality and specific measurement equipment | 18/11/2024 00:00:00 |  |  | Electricité | -10/10 V | ± 0,2% RV | [6 empty] | DAQ-Module |  |  | FALSE |  | NI 9215 |  |  | 18/11/2021 00:00:00 |  | 1116
1877 | CLAB0118_NI 9472 | NI 9472 | CLAB0118 |  | No |  |  | Y.SKOCZEK | Y.SKOCZEK | Armoire A-SCR-02 |  |  | Y.SKOCZEK | No | [14 empty] | NI 9472 | HC2026526 |  |  |  |  | No calibration status | 3 - Not affecting quality equipment |  |  |  | Electricité | ( | Approach device | [9 empty] | FALSE |  | NI 9472
1878 | CLAB0119_NI 9401 | NI 9401 | CLAB0119 |  | No |  |  | Y.SKOCZEK | Y.SKOCZEK | Armoire A-SCR-02 |  |  | Y.SKOCZEK | No | [14 empty] | 9401-V1(A)-152182A-01L | 1A6712B |  |  |  |  | No calibration status | 3 - Not affecting quality equipment |  |  |  | Electricité | ( | Approach device | [9 empty] | FALSE |  | NI 9401
1879 | CLAB0120_NI 9401 | NI 9401 | CLAB0120 |  | No |  |  | Y.SKOCZEK | Y.SKOCZEK | LABORATOIRE DEVELOPPEMENT / MAG / Moyen |  |  | Y.SKOCZEK | No | [14 empty] | NI 9401 | HC2010154 |  |  |  |  | No calibration status | 3 - Not affecting quality equipment |  |  |  | Electricité | Approach device | Approach device | [9 empty] | FALSE |  | NI 9401
1880 | CLAB0121_NI 9401 | NI 9401 | CLAB0121 |  | No |  |  | Y.SKOCZEK | Y.SKOCZEK | LABORATOIRE DEVELOPPEMENT / LAB / MAGASIN NEW EQUIPMENT |  |  | Y.SKOCZEK | No | [14 empty] | NI 9401 | HC2010153 |  |  |  |  | No calibration status | 3 - Not affecting quality equipment |  |  |  | Electricité | Approach device | Approach device | [9 empty] | FALSE |  | NI 9401
1881 | CLAB0122_NI 9401 | NI 9401 | CLAB0122 |  | No |  |  | Y.SKOCZEK | Y.SKOCZEK | Armoire A-SCR-02 |  |  | Y.SKOCZEK | No | [14 empty] | NI 9401 | HC2010085 |  |  |  |  | No calibration status | 3 - Not affecting quality equipment |  |  |  | Electricité | ( | Approach device | [9 empty] | FALSE |  | NI 9401
1882 | CLAB0123_NI 9211 | NI 9211 | CLAB0123 |  | No | DAQ-Module |  | Y.SKOCZEK | Y.SKOCZEK | Armoire A-SCR-02 |  |  | Y.SKOCZEK | No | [14 empty] | NI9211 | HC1961437 |  |  |  |  | No calibration status | 3 - Not affecting quality equipment |  |  |  | Electricité | Approach device | Approach device | [6 empty] | DAQ-Module |  |  | FALSE |  | NI 9211
1883 | CLAB0124_NI USB 6008 | NI USB 6008 | CLAB0124 |  | No |  |  | Y.SKOCZEK | Y.SKOCZEK | LABORATOIRE DEVELOPPEMENT / LAB / Julien GUEIB |  |  | Y.SKOCZEK | No | [15 empty] | 300E409 |  |  |  |  | Conform | 1 - Product quality and specific measurement equipment | 04/05/2024 00:00:00 |  |  | Electrique | -10/+10 V | ±14,7 mV | [9 empty] | FALSE |  | NI USB 6008 |  |  | 21/09/2018 00:00:00 |  | 1116
1884 | CLAB0125_NI USB 6211 | NI USB 6211 | CLAB0125 |  | No |  |  | Y.SKOCZEK | Y.SKOCZEK | LABORATOIRE DEVELOPPEMENT / LAB / BOX GM |  |  | Y.SKOCZEK | No | [15 empty] | 1846A23 |  |  |  |  | Non-conforme | 1 - Product quality and specific measurement equipment |  |  |  | Electrique | Analog Input: -10/10 V; -5/5 V; Counter: 0/5 Mhz | Analog Input: -10/10 V; -5/5 V Counter: 0/5 Mhz | [9 empty] | FALSE |  | NI USB 6211
1885 | CLAB0126_NI USB 6211 | NI USB 6211 | CLAB0126 |  | No |  |  | Y.SKOCZEK | Y.SKOCZEK | Armoire A-SCR-02 |  |  | Y.SKOCZEK | No | [14 empty] | NI USB 6211 | 1642567 |  |  |  |  | Conform | 1 - Product quality and specific measurement equipment |  |  |  | Electrique | Analog Input: -10/+10 V; -5/+5 V; Counter: 0/5 Mhz | Analog Input: -10/10 V; -5/5 V Counter: 0/5 Mhz | [9 empty] | FALSE |  | NI USB 6211 |  |  | 11/09/2018 00:00:00 |  | 1116
1886 | CLAB0127_NI 6211 | NI 6211 | CLAB0127 |  | No | DAQ-Module |  | Y.SKOCZEK | Y.SKOCZEK | Armoire A-SCR-02 |  |  | Y.SKOCZEK | No | [14 empty] | 6211-194710D-03L | 155AD00 |  |  |  |  | Non-conforme | 1 - Product quality and specific measurement equipment |  |  |  | Electrique | Analog Input: -10/+10 V; -5/+5 V; Counter: 0/5 Mhz | Analog Input: -10/10 V; -5/5 V Counter: 0/5 Mhz | [6 empty] | DAQ-Module |  |  | FALSE |  | NI 6211
1887 | CLAB0128_NI USB 6211 | NI USB 6211 | CLAB0128 |  | No |  |  | Y.SKOCZEK | Y.SKOCZEK | LABORATOIRE DEVELOPPEMENT / SCR / j. Gueib |  |  | Y.SKOCZEK | No | [14 empty] | NI USB 6211 | 191CC92 |  |  |  |  | Conform | 1 - Product quality and specific measurement equipment | 19/11/2024 00:00:00 |  |  | Electrique | Analog Input: -10/+10 V; -5/+5 V; Counter: 0/5 Mhz | Analog Input: -10/10 V; -5/5 V Counter: 0/5 Mhz | [9 empty] | FALSE |  | NI USB 6211 |  |  | 19/11/2021 00:00:00 |  | 1116
1888 | CLAB0129_NI USB 6211 | NI USB 6211 | CLAB0129 |  | No |  |  | Y.SKOCZEK | Y.SKOCZEK | LABORATOIRE DEVELOPPEMENT / SCR / Armoire |  |  | Y.SKOCZEK | No | [14 empty] | NI USB 6211 | 191CD0F |  |  |  |  | Non-conforme | 1 - Product quality and specific measurement equipment |  |  |  | Electrique | Analog Input: -10/+10 V; -5/+5 V; Counter: 0/5 Mhz | Analog Input: -10/10 V; -5/5 V Counter: 0/5 Mhz | [9 empty] | FALSE |  | NI USB 6211
1889 | CLAB0130_NI 6211 | NI 6211 | CLAB0130 |  | No | DAQ-Module |  | Y.SKOCZEK | Y.SKOCZEK | Armoire A-SCR-02 |  |  | Y.SKOCZEK | No | [14 empty] | 6211-194710E-03L | 191CCCB |  |  |  |  | Conform | 1 - Product quality and specific measurement equipment | 25/04/2025 00:00:00 |  |  | Electrique | Analog Input: -10/+10 V; -5/+5 V; Counter: 0/5 Mhz | Analog Input: -10/10 V; -5/5 V Counter: 0/5 Mhz | [6 empty] | DAQ-Module |  |  | FALSE |  | NI 6211 |  |  | 25/04/2022 00:00:00 |  | 1116
1890 | CLAB0131_NI 9472 | NI 9472 | CLAB0131 |  | No |  |  | Y.SKOCZEK | Y.SKOCZEK | Armoire A-SCR-02 |  |  | Y.SKOCZEK | No | [14 empty] | NI 9472 | 19127BE |  |  |  |  | No calibration status | 3 - Not affecting quality equipment |  |  |  | Electricité | ( | Approach device | [9 empty] | FALSE |  | NI 9472
1891 | CLAB0132_NI 9215 | NI 9215 | CLAB0132 |  | No | DAQ-Module |  | Y.SKOCZEK | Y.SKOCZEK | Armoire A-SCR-02 |  |  | Y.SKOCZEK | No | [14 empty] | 9215(A) | 1863333 |  |  |  |  | Non-conforme | 1 - Product quality and specific measurement equipment |  |  |  | Electricité | -10/+10 V | ±0,2 %RV | [6 empty] | DAQ-Module |  |  | FALSE |  | NI 9215
1892 | CLAB0133_FP-AI-100 | FP-AI-100 | CLAB0133 |  | No |  |  | Y.SKOCZEK | Y.SKOCZEK | LABORATOIRE DEVELOPPEMENT / LAB / Banc POMPE ADF\ FEP-010 |  |  | Y.SKOCZEK | No | [15 empty] | 1179D3E |  |  |  |  | No calibration status | 3 - Not affecting quality equipment |  |  |  | Electricité | Approach device | Approach device | [9 empty] | FALSE |  | FP-AI-100
1893 | CLAB0134_FP-AI-100 | FP-AI-100 | CLAB0134 |  | No |  |  | Y.SKOCZEK | Y.SKOCZEK | LABORATOIRE DEVELOPPEMENT / LAB / Banc POMPE ADF\ FEP-010 |  |  | Y.SKOCZEK | No | [14 empty] | FP-AI-100 | 1179D47 |  |  |  |  | No calibration status | 3 - Not affecting quality equipment |  |  |  | Electricité | Approach device | Approach device | [9 empty] | FALSE |  | FP-AI-100
1894 | CLAB0135_FP-AI-111 | FP-AI-111 | CLAB0135 |  | No |  |  | Y.SKOCZEK | Y.SKOCZEK | LABORATOIRE DEVELOPPEMENT / LAB / Banc POMPE ADF\ FEP-010 |  |  | Y.SKOCZEK | No | [14 empty] | FP-AI-111 | 115471F |  |  |  |  | No calibration status | 3 - Not affecting quality equipment |  |  |  | Electricité | Approach device | Approach device | [9 empty] | FALSE |  | FP-AI-111
1895 | CLAB0136_FP-DI-301 | FP-DI-301 | CLAB0136 |  | No |  |  | Y.SKOCZEK | Y.SKOCZEK | LABORATOIRE DEVELOPPEMENT / LAB / Banc POMPE ADF\ FEP-010 |  |  | Y.SKOCZEK | No | [14 empty] | FP-DI-301 | 1179D74 |  |  |  |  | No calibration status | 3 - Not affecting quality equipment |  |  |  | Electricité | Approach device | Approach device | [9 empty] | FALSE |  | FP-DI-301
1896 | CLAB0137_FP-AO-200 | FP-AO-200 | CLAB0137 |  | No |  |  | Y.SKOCZEK | Y.SKOCZEK | LABORATOIRE DEVELOPPEMENT / LAB / Banc POMPE ADF\ FEP-010 |  |  | Y.SKOCZEK | No | [14 empty] | FP-AO-200 | 116FC67 |  |  |  |  | No calibration status | 3 - Not affecting quality equipment |  |  |  | Electricité | Approach device | Approach device | [9 empty] | FALSE |  | FP-AO-200
1897 | CLAB0138_FP-AO-200 | FP-AO-200 | CLAB0138 |  | No |  |  | Y.SKOCZEK | Y.SKOCZEK | LABORATOIRE DEVELOPPEMENT / LAB / Banc POMPE ADF\ FEP-010 |  |  | Y.SKOCZEK | No | [14 empty] | FP-AO-200 | 11F5171 |  |  |  |  | No calibration status | 3 - Not affecting quality equipment |  |  |  | Electricité | Approach device | Approach device | [9 empty] | FALSE |  | FP-AO-200
1898 | CLAB0139_FP-DO-401 | FP-DO-401 | CLAB0139 |  | No |  |  | Y.SKOCZEK | Y.SKOCZEK | LABORATOIRE DEVELOPPEMENT / LAB / Banc POMPE ADF\ FEP-010 |  |  | Y.SKOCZEK | No | [14 empty] | FP-DO-401 | 11764AC |  |  |  |  | No calibration status | 3 - Not affecting quality equipment |  |  |  | Electricité | Approach device | Approach device | [9 empty] | FALSE |  | FP-DO-401
1899 | CLAB0140_NI CDAQ 9172 | NI CDAQ 9172 | CLAB0140 |  | No |  |  | Y.SKOCZEK | Y.SKOCZEK | LABORATOIRE DEVELOPPEMENT / FEP / FEP-029 (station 2) |  |  | Y.SKOCZEK | No | [14 empty] | NI CDAQ 9172 | [6 empty] | 3 - Not affecting quality equipment |  |  |  | Electricité | Approach device | Approach device | [9 empty] | FALSE |  | NI CDAQ 9172
1900 | CLAB0141_NI 9203 | NI 9203 | CLAB0141 |  | No |  |  | Y.SKOCZEK | Y.SKOCZEK | Armoire A-SCR-02 |  |  | Y.SKOCZEK | No | [14 empty] | NI 9203 | 1397259 |  |  |  |  | Non-conforme | 1 - Product quality and specific measurement equipment |  |  |  | Electricité | 4/20 mA | ±0,18 %RV | [9 empty] | FALSE |  | NI 9203
1901 | CLAB0142_NI 9203 | NI 9203 | CLAB0142 |  | No |  |  | Y.SKOCZEK | Y.SKOCZEK | LABORATOIRE DEVELOPPEMENT / FEP / FEP-028 |  |  | Y.SKOCZEK | No | [14 empty] | NI 9203 | 13971DB |  |  |  |  | No calibration status | 3 - Not affecting quality equipment |  |  |  | Electricité | Approach device | Approach device | [9 empty] | FALSE |  | NI 9203
1902 | CLAB0143_NI 9211 | NI 9211 | CLAB0143 |  | No | DAQ-Module |  | Y.SKOCZEK | Y.SKOCZEK | Armoire A-SCR-02 |  |  | Y.SKOCZEK | No | [14 empty] | NI9211 | 12FD892 |  |  |  |  | Conform | 1 - Product quality and specific measurement equipment | 22/07/2024 00:00:00 |  |  | Electricité | -80/+80 mV | ±0,06 %RV | [6 empty] | DAQ-Module |  |  | FALSE |  | NI 9211 |  |  | 22/07/2021 00:00:00 |  | 1116
1903 | CLAB0144_NI 9219 | NI 9219 | CLAB0144 |  | No |  |  | Y.SKOCZEK | Y.SKOCZEK | LABORATOIRE DEVELOPPEMENT / MAG / MAGASIN |  |  | Y.SKOCZEK | No | [21 empty] | 1 - Product quality and specific measurement equipment |  |  |  | Electricité | Réformé | Réformé | [9 empty] | FALSE |  | NI 9219
1904 | CLAB0145_NI CDAQ 9172 | NI CDAQ 9172 | CLAB0145 |  | No |  |  | Y.SKOCZEK | Y.SKOCZEK | LABORATOIRE DEVELOPPEMENT / FEP / FEP-028 (station 3) |  |  | Y.SKOCZEK | No | [14 empty] | NI CDAQ 9172 | [5 empty] | No calibration status | 3 - Not affecting quality equipment |  |  |  | Electricité | Approach device | Approach device | [9 empty] | FALSE |  | NI CDAQ 9172
1905 | CLAB0146_NI 9203 | NI 9203 | CLAB0146 |  | No |  |  | Y.SKOCZEK | Y.SKOCZEK | LABORATOIRE DEVELOPPEMENT / FEP / FEP 034 Station mobile Laval |  |  | Y.SKOCZEK | No | [14 empty] | NI 9203 | 12FC065 | [5 empty] | 1 - Product quality and specific measurement equipment |  |  |  | Electricité | Approach device | Approach device | [9 empty] | FALSE |  | NI 9203
1906 | CLAB0147_NI 9203 | NI 9203 | CLAB0147 |  | No |  |  | Y.SKOCZEK | Y.SKOCZEK | LABORATOIRE DEVELOPPEMENT / LAB / Station FEP-029 |  |  | Y.SKOCZEK | No | [14 empty] | NI 9203 | 12FC022 |  |  |  |  | No calibration status | 3 - Not affecting quality equipment |  |  |  | Electricité | 4/20 mA | ±0,18 %RV | [9 empty] | FALSE |  | NI 9203
1907 | CLAB0148_NI 9211 | NI 9211 | CLAB0148 |  | No | DAQ-Module |  | Y.SKOCZEK | Y.SKOCZEK | Armoire A-SCR-02 |  |  | Y.SKOCZEK | No | [14 empty] | NI9211 | 12FD94D |  |  |  |  | Conform | 1 - Product quality and specific measurement equipment | 22/04/2025 00:00:00 |  |  | Electricité | -80/+80 mV | ±0,06 %RV | [6 empty] | DAQ-Module |  |  | FALSE |  | NI 9211 |  |  | 22/04/2022 00:00:00 |  | 1116
1908 | CLAB0149_NI 9219 | NI 9219 | CLAB0149 |  | No |  |  | E.BOUCAUX | E.BOUCAUX | PROTOTYPE / ASS / ASS-035 (Phoenix) |  |  | E.BOUCAUX | No | [14 empty] | NI 9219 | E9C92C |  |  |  |  | Conform | 1 - Product quality and specific measurement equipment | 02/12/2024 00:00:00 |  |  | Electricité | -60/60 V; -15/15 V; -4/4 V-1/1 V; -125/125 mV-25/25 mA1kOhm ; 10 kOhm± 125 mVTemp) | ± 0,3% RV± 0,1% RV± 0,1% RV± 0,1% RV± 0,2% RV | [9 empty] | FALSE |  | NI 9219 |  |  | 02/12/2021 00:00:00 |  | 1116
1909 | CLAB0150_NI CDAQ 9172 | NI CDAQ 9172 | CLAB0150 |  | No |  |  | Y.SKOCZEK | Y.SKOCZEK | LABORATOIRE DEVELOPPEMENT / FEP / FEP-027 (station 1) |  |  | Y.SKOCZEK | No | [14 empty] | NI CDAQ 9172 | [5 empty] | No calibration status | 3 - Not affecting quality equipment |  |  |  | Electricité | Approach device | Approach device | [9 empty] | FALSE |  | NI CDAQ 9172
1910 | CLAB0151_NI 9203 | NI 9203 | CLAB0151 |  | No |  |  | Y.SKOCZEK | Y.SKOCZEK | Armoire A-SCR-02 |  |  | Y.SKOCZEK | No | [14 empty] | 9203-192493D-01 | 12AB93E |  |  |  |  | Conform | 1 - Product quality and specific measurement equipment | 19/11/2024 00:00:00 |  |  | Electricité | 4/20 mA | ±0,18 %RV | [9 empty] | FALSE |  | NI 9203 |  |  | 19/11/2021 00:00:00 |  | 1116
1911 | CLAB0152_NI 9203 | NI 9203 | CLAB0152 |  | No |  |  | Y.SKOCZEK | Y.SKOCZEK | LABORATOIRE DEVELOPPEMENT / FEP / Armoire |  |  | Y.SKOCZEK | No | [14 empty] | NI 9203 | 12FC019 |  |  |  |  | No calibration status | 3 - Not affecting quality equipment |  |  |  | Electricité | Approach device | Approach device | [9 empty] | FALSE |  | NI 9203
1912 | CLAB0153_NI 9211 | NI 9211 | CLAB0153 |  | No | DAQ-Module |  | Y.SKOCZEK | Y.SKOCZEK | Armoire A-SCR-02 |  |  | Y.SKOCZEK | No | [14 empty] | 9211-188906D-01 | 1287C90 |  |  |  |  | Non-conforme | 1 - Product quality and specific measurement equipment |  |  |  | Electricité | -80/+80 mV | ±0,06 %RV | [6 empty] | DAQ-Module |  |  | FALSE |  | NI 9211
1913 | CLAB0154_NI 9219 | NI 9219 | CLAB0154 |  | No | DAQ-Module |  | Y.SKOCZEK | Y.SKOCZEK | Armoire A-SCR-02 |  |  | Y.SKOCZEK | No | [14 empty] | 9219-192496E-01L | E97B82 |  |  |  |  | Conform | 1 - Product quality and specific measurement equipment | 14/04/2024 00:00:00 |  |  | Electricité | ±60 V; ±15 V; ±4 V; ±1V; ±125 mV; ±25 mA; 1kOhm; 10 kOhm ±125 mV Temp | ±0,3 %RV; ±0,1 %RV; ±0,1 %RV; ±0,1 %RV; ±0,2 %RV | [6 empty] | DAQ-Module |  |  | FALSE |  | NI 9219 |  |  | 14/04/2021 00:00:00 |  | 1116
1914 | CLAB0155_NI CDAQ 9178 | NI CDAQ 9178 | CLAB0155 |  | No |  |  | Y.SKOCZEK | Y.SKOCZEK | LABORATOIRE DEVELOPPEMENT / SCR / PPM-SCR-11 |  |  | Y.SKOCZEK | No | [14 empty] | NI CDAQ 9178 | 175DCAB |  |  |  |  | No calibration status | 3 - Not affecting quality equipment |  |  |  | Electricité | 0/5 MHz | Approach device | [9 empty] | FALSE |  | NI CDAQ 9178
1915 | CLAB0156_NI 9211 | NI 9211 | CLAB0156 |  | No |  |  | Y.SKOCZEK | Y.SKOCZEK | LABORATOIRE DEVELOPPEMENT / SCR / PPM-SCR-13 |  |  | Y.SKOCZEK | No | [14 empty] | NI 9211 | 154CBEC |  |  |  |  | No calibration status | 3 - Not affecting quality equipment |  |  |  | Electricité | -80/+80 mV | ±0,06 %RV | [9 empty] | FALSE |  | NI 9211
1916 | CLAB0157_NI 9211 | NI 9211 | CLAB0157 |  | No |  |  | Y.SKOCZEK | Y.SKOCZEK | LABORATOIRE DEVELOPPEMENT / SCR / PPM-SCR-07 |  |  | Y.SKOCZEK | No | [14 empty] | NI 9211 | 154CC10 |  |  |  |  | Non-conforme | 1 - Product quality and specific measurement equipment |  |  |  | Electricité | -80/+80 mV | ±0,06 %RV | [9 empty] | FALSE |  | NI 9211
1917 | CLAB0158_NI 9215 | NI 9215 | CLAB0158 |  | No | DAQ-Module |  | SKOCZEK Yoann | SKOCZEK Yoann | Armoire A-SCR-02 |  |  | SKOCZEK Yoann | No | [14 empty] | 9215-V1-198860A-01L | 174638F |  |  |  |  | Non-conforme | 1 - Product quality and specific measurement equipment |  |  |  | Electricité | -10/+10 V | ±0,2 %RV | [6 empty] | DAQ-Module |  |  | FALSE |  | NI 9215
1918 | CLAB0159_NI 9472 | NI 9472 | CLAB0159 |  | No |  |  | Y.SKOCZEK | Y.SKOCZEK | Armoire A-SCR-02 |  |  | Y.SKOCZEK | No | [14 empty] | NI 9472 | 180A675 |  |  |  |  | No calibration status | 3 - Not affecting quality equipment |  |  |  | Electricité | ( | Approach device | [9 empty] | FALSE |  | NI 9472
1919 | CLAB0160_NI 9215 | NI 9215 | CLAB0160 |  | No | DAQ-Module |  | Y.SKOCZEK | Y.SKOCZEK | LABORATOIRE DEVELOPPEMENT / MET / SCR-202 |  |  | Y.SKOCZEK | No | [14 empty] | 9215(A) | 1418A6A |  |  |  |  | Non-conforme | 1 - Product quality and specific measurement equipment |  |  |  | Electricité | -10/+10 V | ±0,2 %RV | [6 empty] | DAQ-Module |  |  | FALSE |  | NI 9215
1920 | CLAB0161_NI 9219 | NI 9219 | CLAB0161 |  | No | DAQ-Module |  | Y.SKOCZEK | Y.SKOCZEK | Armoire A-SCR-02 |  |  | Y.SKOCZEK | No | [14 empty] | 9219-198848A-01L | 143C87C |  |  |  |  | Conform | 1 - Product quality and specific measurement equipment | 02/12/2024 00:00:00 |  |  | Electricité | ±60 V; ±15 V; ±4 V; ±1 V; ±125 mV; ±25 mA; 1kOhm; 10 kOhm ±125 mV Temp | ±0,3 %RV;±0,1 %RV;±0,1 %RV;±0,1 %RV;±0,2 %RV | [6 empty] | DAQ-Module |  |  | FALSE |  | NI 9219 |  |  | 02/12/2021 00:00:00 |  | 1116
1921 | CLAB0162_NI 9211 | NI 9211 | CLAB0162 |  | No | DAQ-Module |  | Y.SKOCZEK | Y.SKOCZEK | Armoire A-SCR-02 |  |  | Y.SKOCZEK | No | [14 empty] | 9211-V1(A)-198864B-01L | 1454DA7 |  |  |  |  | Conform | 1 - Product quality and specific measurement equipment | 22/07/2024 00:00:00 |  |  | Electricité | -80/+80 mV | ±0,06 %RV | [6 empty] | DAQ-Module |  |  | FALSE |  | NI 9211 |  |  | 22/07/2021 00:00:00 |  | 1116
1922 | CLAB0163_NI 9203 | NI 9203 | CLAB0163 |  | No |  |  | Y.SKOCZEK | Y.SKOCZEK | LABORATOIRE DEVELOPPEMENT / LAB / FEP-027 (station 1) |  |  | Y.SKOCZEK | No | [14 empty] | NI 9203 | 146641D |  |  |  |  | No calibration status | 3 - Not affecting quality equipment |  |  |  | Electricité | 4/20 mA | ±0,18 %RV | [9 empty] | FALSE |  | NI 9203
1923 | CLAB0164_NI CDAQ 9172 | NI CDAQ 9172 | CLAB0164 |  | No |  |  | Y.SKOCZEK | Y.SKOCZEK | LABORATOIRE DEVELOPPEMENT / FEP / FEP 034 Station mobile Laval |  |  | Y.SKOCZEK | No | [14 empty] | NI CDAQ 9172 | 13FBE4A | [5 empty] | 3 - Not affecting quality equipment |  |  |  | Electricité | Approach device | Approach device | [9 empty] | FALSE |  | NI CDAQ 9172
1924 | CLAB0166_NI CDAQ 9174 | NI CDAQ 9174 | CLAB0166 |  | No |  |  | Y.SKOCZEK | Y.SKOCZEK | LABORATOIRE DEVELOPPEMENT / SCR / PPS-SCR-01 |  |  | Y.SKOCZEK | No | [14 empty] | NI CDAQ 9174 | 14E664A |  |  |  |  | No calibration status | 3 - Not affecting quality equipment |  |  |  | Electricité | 0/5 MHz | Approach device | [9 empty] | FALSE |  | NI CDAQ 9174
1925 | CLAB0167_NI 9203 | NI 9203 | CLAB0167 |  | No |  |  | Y.SKOCZEK | Y.SKOCZEK | LABORATOIRE DEVELOPPEMENT / FEP / FEP-028 (station 3) |  |  | Y.SKOCZEK | No | [14 empty] | NI 9203 | 14FED73 |  |  |  |  | No calibration status | 3 - Not affecting quality equipment |  |  |  | Electricité | Approach device | Approach device | [9 empty] | FALSE |  | NI 9203
1926 | CLAB0168_NI 9215 | NI 9215 | CLAB0168 |  | No | DAQ-Module |  | Y.SKOCZEK | Y.SKOCZEK | Armoire A-SCR-02 |  |  | Y.SKOCZEK | No | [14 empty] | 9215-198860A-01L | 144BED2 |  |  |  |  | Conform | 1 - Product quality and specific measurement equipment | 18/11/2024 00:00:00 |  |  | Electricité | -10/+10 V | ±0,2 %RV | [6 empty] | DAQ-Module |  |  | FALSE |  | NI 9215 |  |  | 18/11/2021 00:00:00 |  | 1116
1927 | CLAB0169_NI 9211 | NI 9211 | CLAB0169 |  | No | DAQ-Module |  | Y.SKOCZEK | Y.SKOCZEK | Armoire A-SCR-02 |  |  | Y.SKOCZEK | No | [14 empty] | NI9211 | 1405D14 |  |  |  |  | Conform | 1 - Product quality and specific measurement equipment | 25/05/2024 00:00:00 |  |  | Electricité | -80/+80 mV | ±0,06 %RV | [6 empty] | DAQ-Module |  |  | FALSE |  | NI 9211 |  |  | 25/05/2021 00:00:00 |  | 1116
1928 | CLAB0170_NI 9265 | NI 9265 | CLAB0170 |  | No |  |  | Y.SKOCZEK | Y.SKOCZEK | Armoire A-SCR-02 |  |  | Y.SKOCZEK | No | [14 empty] | NI 9265 | 14F7748 |  |  |  |  | No calibration status | 3 - Not affecting quality equipment |  |  |  | Electricité | Approach device | Approach device | [9 empty] | FALSE |  | NI 9265
1929 | CLAB0171_NI 9203 | NI 9203 | CLAB0171 |  | No |  |  | Y.SKOCZEK | Y.SKOCZEK | LABORATOIRE DEVELOPPEMENT / FEP |  |  | Y.SKOCZEK | No | [14 empty] | NI 9203 | 16E0C03 |  |  |  |  | No calibration status | 3 - Not affecting quality equipment |  |  |  | Electricité | Approach device | Approach device | [9 empty] | FALSE |  | NI 9203
1930 | CLAB0172_NI 9215 | NI 9215 | CLAB0172 |  | No | DAQ-Module |  | SKOCZEK Yoann | SKOCZEK Yoann | Armoire A-SCR-02 |  |  | SKOCZEK Yoann | No | [14 empty] | 9215-V1(A)-198860A-01L | 16D97CB |  |  |  |  | Conform | 1 - Product quality and specific measurement equipment | 06/10/2024 00:00:00 |  |  | Electricité | -10/+10 V | ±0,2 %RV | [6 empty] | DAQ-Module |  |  | FALSE |  | NI 9215 |  |  | 06/10/2021 00:00:00 |  | 1116
1931 | CLAB0173_NI 9211 | NI 9211 | CLAB0173 |  | No |  |  | Y.SKOCZEK | Y.SKOCZEK | LABORATOIRE DEVELOPPEMENT / SCR / PPM-SCR-14 |  |  | Y.SKOCZEK | No | [14 empty] | NI 9211 | 167C8OC |  |  |  |  | No calibration status | 3 - Not affecting quality equipment |  |  |  | Electricité | -80/+80 mV | ±0,06 %RV | [9 empty] | FALSE |  | NI 9211
1932 | CLAB0174_NI 9265 | NI 9265 | CLAB0174 |  | No |  |  | Y.SKOCZEK | Y.SKOCZEK | LABORATOIRE DEVELOPPEMENT / FEP / FEP-020 (SIMTEC 20 Hz) |  |  | Y.SKOCZEK | No | [14 empty] | NI 9265 | 169D52D |  |  |  |  | No calibration status | 3 - Not affecting quality equipment |  |  |  | Electricité | Approach device | Approach device | [9 empty] | FALSE |  | NI 9265
1933 | CLAB0175_NI CDAQ 9174 | NI CDAQ 9174 | CLAB0175 |  | No |  |  | Y.SKOCZEK | Y.SKOCZEK | LABORATOIRE DEVELOPPEMENT / SCR / PPx-SCR-xx |  |  | Y.SKOCZEK | No | [14 empty] | NI CDAQ 9174 | 16EEA33 |  |  |  |  | No calibration status | 3 - Not affecting quality equipment |  |  |  | Electricité | 0/5 MHz | Approach device | [9 empty] | FALSE |  | NI CDAQ 9174
1934 | CLAB0176_NI CDAQ 9174 | NI CDAQ 9174 | CLAB0176 |  | No |  |  | Y.SKOCZEK | Y.SKOCZEK | LABORATOIRE DEVELOPPEMENT / SCR / PPS-SCR-08 |  |  | Y.SKOCZEK | No | [14 empty] | NI CDAQ 9174 | 1558EC9 |  |  |  |  | No calibration status | 3 - Not affecting quality equipment |  |  |  | Electricité | 0/5 MHz | Approach device | [9 empty] | FALSE |  | NI CDAQ 9174
1935 | CLAB0177_NI 9211 | NI 9211 | CLAB0177 |  | No |  |  | Y.SKOCZEK | Y.SKOCZEK | LABORATOIRE DEVELOPPEMENT / SCR / PPM-SCR-10 |  |  | Y.SKOCZEK | No | [14 empty] | NI 9211 | 1910663 |  |  |  |  | No calibration status | 3 - Not affecting quality equipment |  |  |  | Electricité | -80/+80 mV | ±0,06 %RV | [9 empty] | FALSE |  | NI 9211
1936 | CLAB0178_NI 9215 | NI 9215 | CLAB0178 |  | No | DAQ-Module |  | Y.SKOCZEK | Y.SKOCZEK | Armoire A-SCR-02 |  |  | Y.SKOCZEK | No | [14 empty] | 9215(A) | 1863282 |  |  |  |  | Non-conforme | 1 - Product quality and specific measurement equipment |  |  |  | Electricité | -10/+10 V | ±0,2 %RV | [6 empty] | DAQ-Module |  |  | FALSE |  | NI 9215
1937 | CLAB0179_NI 9211 | NI 9211 | CLAB0179 |  | No | DAQ-Module |  | Y.SKOCZEK | Y.SKOCZEK | Armoire A-SCR-02 |  |  | Y.SKOCZEK | No | [14 empty] | 9211-V1(A)-198864C-01L | 157B50F |  |  |  |  | Conform | 1 - Product quality and specific measurement equipment | 22/07/2024 00:00:00 |  |  | Electricité | -80/+80 mV | ±0,06 %RV | [6 empty] | DAQ-Module |  |  | FALSE |  | NI 9211 |  |  | 22/07/2021 00:00:00 |  | 1116
1938 | CLAB0180_NI CDAQ 9178 | NI CDAQ 9178 | CLAB0180 |  | No |  |  | Y.SKOCZEK | Y.SKOCZEK | LABORATOIRE DEVELOPPEMENT / SCR / PPM-SCR-19 |  |  | Y.SKOCZEK | No | [14 empty] | NI CDAQ 9178 | 1869D9E |  |  |  |  | No calibration status | 3 - Not affecting quality equipment |  |  |  | Electricité | 0/5 MHz | ±50 ppm RV | [9 empty] | FALSE |  | NI CDAQ 9178
1939 | CLAB0181_NI 9215 | NI 9215 | CLAB0181 |  | No | DAQ-Module |  | SKOCZEK Yoann | SKOCZEK Yoann | Armoire A-SCR-02 |  |  | SKOCZEK Yoann | No | [14 empty] | 9215(A)-198860A-01L | 1500CD8 |  |  |  |  | Out of date | 1 - Product quality and specific measurement equipment | 18/10/2021 00:00:00 |  |  | Electricité | -10/+10 V | ±0,2 %RV | [6 empty] | DAQ-Module |  |  | FALSE |  | NI 9215 |  |  | 18/10/2018 00:00:00 |  | 1116
1940 | CLAB0182_NI 9215 [with BNC] | NI 9215 [with BNC] | CLAB0182 |  | No | DAQ-Module |  | Y.SKOCZEK | Y.SKOCZEK | Armoire A-SCR-02 |  |  | Y.SKOCZEK | No | [14 empty] | 9215 w/BNC | 138325B |  |  |  |  | Conform | 1 - Product quality and specific measurement equipment | 19/07/2024 00:00:00 |  |  | Electricité | -10/+10 V | ±0,2 %RV | [6 empty] | DAQ-Module |  |  | FALSE |  | NI 9215 [with BNC] |  |  | 19/07/2021 00:00:00 |  | 1116
1941 | CLAB0183_NI 9211 | NI 9211 | CLAB0183 |  | No |  |  | Y.SKOCZEK | Y.SKOCZEK | LABORATOIRE DEVELOPPEMENT / SCR / PVC-SCR-03 |  |  | Y.SKOCZEK | No | [14 empty] | NI 9211 | 1760E4A |  |  |  |  | Non-conforme | 1 - Product quality and specific measurement equipment |  |  |  | Electricité | -80/+80 mV | ±0,06 %RV | [9 empty] | FALSE |  | NI 9211
1942 | CLAB0184_NI 9211 | NI 9211 | CLAB0184 |  | No | DAQ-Module |  | Y.SKOCZEK | Y.SKOCZEK | Armoire A-SCR-02 |  |  | Y.SKOCZEK | No | [14 empty] | NI9211 | 1760E0F |  |  |  |  | Non-conforme | 1 - Product quality and specific measurement equipment |  |  |  | Electricité | -80/+80 mV | ±0,06 %RV | [6 empty] | DAQ-Module |  |  | FALSE |  | NI 9211
1943 | CLAB0185_NI CDAQ 9178 | NI CDAQ 9178 | CLAB0185 |  | No |  |  | Y.SKOCZEK | Y.SKOCZEK | LABORATOIRE DEVELOPPEMENT / SCR / PPM-SCR-21 |  |  | Y.SKOCZEK | No | [14 empty] | NI CDAQ 9178 | 189D87 |  |  |  |  | No calibration status | 3 - Not affecting quality equipment |  |  |  | Electricité | 0/5 MHz | Approach device | [9 empty] | FALSE |  | NI CDAQ 9178
1944 | CLAB0186_NI 9211 | NI 9211 | CLAB0186 |  | No | DAQ-Module |  | Y.SKOCZEK | Y.SKOCZEK | Armoire A-SCR-02 |  |  | Y.SKOCZEK | No | [14 empty] | NI9211 | [5 empty] | Conform | 1 - Product quality and specific measurement equipment | 22/07/2024 00:00:00 |  |  | Electricité | -80/+80 mV | ±0,06 %RV | [6 empty] | DAQ-Module |  |  | FALSE |  | NI 9211 |  |  | 22/07/2021 00:00:00 |  | 1116
1945 | CLAB0187_NI 9215 | NI 9215 | CLAB0187 |  | No | DAQ-Module |  | Y.SKOCZEK | Y.SKOCZEK | Armoire A-SCR-02 |  |  | Y.SKOCZEK | No | [14 empty] | 9215(A) | 1863317 |  |  |  |  | Non-conforme | 1 - Product quality and specific measurement equipment |  |  |  | Electricité | -10/+10 V | ±0,2 %RV | [6 empty] | DAQ-Module |  |  | FALSE |  | NI 9215
1946 | CLAB0188_NI 9211 | NI 9211 | CLAB0188 |  | No |  |  | Y.SKOCZEK | Y.SKOCZEK | LABORATOIRE DEVELOPPEMENT / SCR / PPM-SCR-17 |  |  | Y.SKOCZEK | No | [14 empty] | NI 9211 | 186E4C9 |  |  |  |  | No calibration status | 3 - Not affecting quality equipment |  |  |  | Electricité | -80/+80 mV | ±0,06 %RV | [9 empty] | FALSE |  | NI 9211
1947 | CLAB0189_NI 9472 | NI 9472 | CLAB0189 |  | No |  |  | Y.SKOCZEK | Y.SKOCZEK | Armoire A-SCR-02 |  |  | Y.SKOCZEK | No | [14 empty] | NI 9472 | 181E7F2 |  |  |  |  | Out of date | 3 - Not affecting quality equipment | 24/08/2018 00:00:00 |  |  | Electricité | ( | Approach device | [9 empty] | FALSE |  | NI 9472 |  |  | 24/08/2015 00:00:00 |  | 1116
1948 | CLAB0190_NI CDAQ 9178 | NI CDAQ 9178 | CLAB0190 |  | No |  |  | Y.SKOCZEK | Y.SKOCZEK | LABORATOIRE DEVELOPPEMENT / SCR / PPM-SCR-03 |  |  | Y.SKOCZEK | No | [14 empty] | NI CDAQ 9178 | 1895579 |  |  |  |  | No calibration status | 3 - Not affecting quality equipment |  |  |  | Electricité | 0/5 MHz | Approach device | [9 empty] | FALSE |  | NI CDAQ 9178
1949 | CLAB0191_NI 9211 | NI 9211 | CLAB0191 |  | No |  |  | Y.SKOCZEK | Y.SKOCZEK | LABORATOIRE DEVELOPPEMENT / SCR / PPM-SCR-15 |  |  | Y.SKOCZEK | No | [14 empty] | NI 9211 | 1894EB6 |  |  |  |  | Non-conforme | 1 - Product quality and specific measurement equipment |  |  |  | Electricité | -80/+80 mV | ±0,06 %RV | [9 empty] | FALSE |  | NI 9211
1950 | CLAB0192_NI 9215 | NI 9215 | CLAB0192 |  | No | DAQ-Module |  | SKOCZEK Yoann | SKOCZEK Yoann | Armoire A-SCR-02 |  |  | SKOCZEK Yoann | No | [14 empty] | 9215-V1-198860A-01L | 18632EF |  |  |  |  | Conform | 1 - Product quality and specific measurement equipment | 06/10/2024 00:00:00 |  |  | Electricité | -10/+10 V | ±0,2 %RV | [6 empty] | DAQ-Module |  |  | FALSE |  | NI 9215 |  |  | 06/10/2021 00:00:00 |  | 1116
1951 | CLAB0193_NI 9215 | NI 9215 | CLAB0193 |  | No | DAQ-Module |  | Y.SKOCZEK | Y.SKOCZEK | Armoire A-SCR-02 |  |  | Y.SKOCZEK | No | [14 empty] | 9215(A) | 174635C |  |  |  |  | Non-conforme | 1 - Product quality and specific measurement equipment |  |  |  | Electricité | -10/+10 V | ±0,2 %RV | [6 empty] | DAQ-Module |  |  | FALSE |  | NI 9215
1952 | CLAB0194_NI CDAQ 9178 | NI CDAQ 9178 | CLAB0194 |  | No |  |  | Y.SKOCZEK | Y.SKOCZEK | LABORATOIRE DEVELOPPEMENT / SCR / PPM-SCR-04 |  |  | Y.SKOCZEK | No | [14 empty] | NI CDAQ 9178 | 175DDB3 |  |  |  |  | No calibration status | 3 - Not affecting quality equipment |  |  |  | Electricité | 0/5 MHz | Approach device | [9 empty] | FALSE |  | NI CDAQ 9178
1953 | CLAB0195_NI CDAQ 9174 | NI CDAQ 9174 | CLAB0195 |  | No |  |  | Y.SKOCZEK | Y.SKOCZEK | LABORATOIRE DEVELOPPEMENT / SCR / PPx-SCR-xx |  |  | Y.SKOCZEK | No | [14 empty] | NI CDAQ 9174 | 16EEA33 |  |  |  |  | No calibration status | 3 - Not affecting quality equipment |  |  |  | Electricité | 0/5 MHz | Approach device | [9 empty] | FALSE |  | NI CDAQ 9174
1954 | CLAB0196_NI 9211 | NI 9211 | CLAB0196 |  | No |  |  | Y.SKOCZEK | Y.SKOCZEK | LABORATOIRE DEVELOPPEMENT / SCR / PPM-SCR-04 |  |  | Y.SKOCZEK | No | [14 empty] | NI 9211 | 1387D45 |  |  |  |  | No calibration status | 3 - Not affecting quality equipment |  |  |  | Electricité | -80/+80 mV | ±0,06 %RV | [9 empty] | FALSE |  | NI 9211
1955 | CLAB0197_NI 9215 | NI 9215 | CLAB0197 |  | No | DAQ-Module |  | Y.SKOCZEK | Y.SKOCZEK | Armoire A-SCR-02 |  |  | Y.SKOCZEK | No | [14 empty] | 9215(A) | 1914B4A |  |  |  |  | Conform | 1 - Product quality and specific measurement equipment | 06/10/2024 00:00:00 |  |  | Electricité | -10/+10 V | ±0,2 %RV | [6 empty] | DAQ-Module |  |  | FALSE |  | NI 9215 |  |  | 06/10/2021 00:00:00 |  | 1116
1956 | CLAB0198_NI 9472 | NI 9472 | CLAB0198 |  | No | DAQ-Module |  | Y.SKOCZEK | Y.SKOCZEK | Armoire A-SCR-02 |  |  | Y.SKOCZEK | No | [14 empty] | 9472-V1-199364A-01L | 191284A |  |  |  |  | No calibration status | 3 - Not affecting quality equipment |  |  |  | Electricité | ( | Approach device | [6 empty] | DAQ-Module |  |  | FALSE |  | NI 9472
1957 | CLAB0199_NI CDAQ 9174 | NI CDAQ 9174 | CLAB0199 |  | No |  |  | Y.SKOCZEK | Y.SKOCZEK | LABORATOIRE DEVELOPPEMENT / SCR / PPS-SCR-03 |  |  | Y.SKOCZEK | No | [15 empty] | 1558EDD |  |  |  |  | No calibration status | 3 - Not affecting quality equipment |  |  |  | Electricité | 0/5 MHz | Approach device | [9 empty] | FALSE |  | NI CDAQ 9174
1958 | CLAB0200_NI 9215 | NI 9215 | CLAB0200 |  | No | DAQ-Module |  | Y.SKOCZEK | Y.SKOCZEK | LABORATOIRE DEVELOPPEMENT / SCR / PVC-SCR-03 |  |  | Y.SKOCZEK | No | [14 empty] | 9215(A) | 1543D07 |  |  |  |  | Non-conforme | 1 - Product quality and specific measurement equipment |  |  |  | Electricité | -10/+10 V | ±0,2 %RV | [6 empty] | DAQ-Module |  |  | FALSE |  | NI 9215
1959 | CLAB0201_NI 9211 | NI 9211 | CLAB0201 |  | No |  |  | Y.SKOCZEK | Y.SKOCZEK | LABORATOIRE DEVELOPPEMENT / SCR / PPM-SCR-29 |  |  | Y.SKOCZEK | No | [14 empty] | NI 9211 | 1808C8E |  |  |  |  | No calibration status | 3 - Not affecting quality equipment |  |  |  | Electricité | -80/+80 mV | ±0,06 %RV | [9 empty] | FALSE |  | NI 9211
1960 | CLAB0202_NI USB 6211 | NI USB 6211 | CLAB0202 |  | No |  |  | Y.SKOCZEK | Y.SKOCZEK | LABORATOIRE DEVELOPPEMENT / LAB / Julien GUEIB |  |  | Y.SKOCZEK | No | [14 empty] | NI USB 6211 | 1A2CC7C |  |  |  |  | Conform | 1 - Product quality and specific measurement equipment | 27/04/2024 00:00:00 |  |  | Electrique | Analog Input: -10/+10 V; -5/+5 V; Counter: 0/5 Mhz | Analog Input: -10/10 V; -5/5 V Counter: 0/5 Mhz | [9 empty] | FALSE |  | NI USB 6211 |  |  | 11/09/2018 00:00:00 |  | 1116
1961 | CLAB0203_NI CDAQ 9178 | NI CDAQ 9178 | CLAB0203 |  | No |  |  | Y.SKOCZEK | Y.SKOCZEK | LABORATOIRE DEVELOPPEMENT / SCR / PPx-SCR-xx |  |  | Y.SKOCZEK | No | [14 empty] | NI CDAQ 9178 | 1780397 |  |  |  |  | No calibration status | 3 - Not affecting quality equipment |  |  |  | Electricité | 0/5 MHz | Approach device | [9 empty] | FALSE |  | NI CDAQ 9178
1962 | CLAB0204_NI 9211 | NI 9211 | CLAB0204 |  | No |  |  | Y.SKOCZEK | Y.SKOCZEK | LABORATOIRE DEVELOPPEMENT / SCR / PPM-SCR-07 |  |  | Y.SKOCZEK | No | [14 empty] | NI 9211 | 1777608 |  |  |  |  | Non-conforme | 1 - Product quality and specific measurement equipment |  |  |  | Electricité | -80/+80 mV | ±0,06 %RV | [9 empty] | FALSE |  | NI 9211
1963 | CLAB0205_NI 9215 | NI 9215 | CLAB0205 |  | No | DAQ-Module |  | SKOCZEK Yoann | SKOCZEK Yoann | Armoire A-SCR-02 |  |  | SKOCZEK Yoann | No | [14 empty] | 9215-V1-198860A-01L | 17DBCA9 |  |  |  |  | Conform | 1 - Product quality and specific measurement equipment | 25/05/2024 00:00:00 |  |  | Electricité | -10/+10 V | ±0,2 %RV | [6 empty] | DAQ-Module |  |  | FALSE |  | NI 9215 |  |  | 25/05/2021 00:00:00 |  | 1116
1964 | CLAB0206_NI CDAQ 9178 | NI CDAQ 9178 | CLAB0206 |  | No |  |  | Y.SKOCZEK | Y.SKOCZEK | LABORATOIRE DEVELOPPEMENT / SCR / PPM-SCR-26 |  |  | Y.SKOCZEK | No | [14 empty] | NI CDAQ 9178 | 175DD7E |  |  |  |  | No calibration status | 3 - Not affecting quality equipment |  |  |  | Electricité | 0/5 MHz | Approach device | [9 empty] | FALSE |  | NI CDAQ 9178
1965 | CLAB0207_NI 9215 | NI 9215 | CLAB0207 |  | No | DAQ-Module |  | Y.SKOCZEK | Y.SKOCZEK | LABORATOIRE DEVELOPPEMENT / SCR / PPM-SCR-15 |  |  | Y.SKOCZEK | No | [14 empty] | 9215(A) | 17DBD07 |  |  |  |  | Non-conforme | 1 - Product quality and specific measurement equipment |  |  |  | Electricité | -10/+10 V | ±0,2 %RV | [6 empty] | DAQ-Module |  |  | FALSE |  | NI 9215
1966 | CLAB0208_NI 9211 | NI 9211 | CLAB0208 |  | No |  |  | Y.SKOCZEK | Y.SKOCZEK | LABORATOIRE DEVELOPPEMENT / SCR / PPM-SCR-14 |  |  | Y.SKOCZEK | No | [14 empty] | NI 9211 | 189CB98 |  |  |  |  | No calibration status | 3 - Not affecting quality equipment |  |  |  | Electricité | -80/+80 mV | ±0,06 %RV | [9 empty] | FALSE |  | NI 9211
1967 | CLAB0209_NI 9211 | NI 9211 | CLAB0209 |  | No | DAQ-Module |  | Y.SKOCZEK | Y.SKOCZEK | Armoire A-SCR-02 |  |  | Y.SKOCZEK | No | [14 empty] | NI9211 | 1777599 |  |  |  |  | Conform | 1 - Product quality and specific measurement equipment | 22/07/2024 00:00:00 |  |  | Electricité | -80/+80 mV | ±0,06 %RV | [6 empty] | DAQ-Module |  |  | FALSE |  | NI 9211 |  |  | 22/07/2021 00:00:00 |  | 1116
1968 | CLAB0210_NI 9472 | NI 9472 | CLAB0210 |  | No |  |  | Y.SKOCZEK | Y.SKOCZEK | Armoire A-SCR-02 |  |  | Y.SKOCZEK | No | [14 empty] | NI 9472 | 180A6B8 |  |  |  |  | Out of date | 3 - Not affecting quality equipment | 24/08/2018 00:00:00 |  |  | Electricité | ( | Approach device | [9 empty] | FALSE |  | NI 9472 |  |  | 24/08/2015 00:00:00 |  | 1116
1969 | CLAB0211_NI CDAQ 9178 | NI CDAQ 9178 | CLAB0211 |  | No |  |  | Y.SKOCZEK | Y.SKOCZEK | LABORATOIRE DEVELOPPEMENT / SCR / PPM-SCR-23 |  |  | Y.SKOCZEK | No | [14 empty] | NI CDAQ 9178 | 19100000 |  |  |  |  | No calibration status | 3 - Not affecting quality equipment |  |  |  | Electricité | 0/5 MHz | Approach device | [9 empty] | FALSE |  | NI CDAQ 9178
1970 | CLAB0212_NI 9215 | NI 9215 | CLAB0212 |  | No | DAQ-Module |  | Y.SKOCZEK | Y.SKOCZEK | LABORATOIRE DEVELOPPEMENT / SCR / PPM-SCR-12 |  |  | Y.SKOCZEK | No | [14 empty] | 9215(A) | 186324D |  |  |  |  | Non-conforme | 1 - Product quality and specific measurement equipment |  |  |  | Electricité | -10/+10 V | ±0,2 %RV | [6 empty] | DAQ-Module |  |  | FALSE |  | NI 9215
1971 | CLAB0213_NI 9211 | NI 9211 | CLAB0213 |  | No |  |  | Y.SKOCZEK | Y.SKOCZEK | LABORATOIRE DEVELOPPEMENT / SCR / PPM-SCR-04 |  |  | Y.SKOCZEK | No | [14 empty] | NI 9211 | 1910000000000 |  |  |  |  | No calibration status | 3 - Not affecting quality equipment |  |  |  | Electricité | -80/+80 mV | ±0,06 %RV | [9 empty] | FALSE |  | NI 9211
1972 | CLAB0214_NI 9211 | NI 9211 | CLAB0214 |  | No | DAQ-Module |  | Y.SKOCZEK | Y.SKOCZEK | Armoire A-SCR-02 |  |  | Y.SKOCZEK | No | [14 empty] | 9211(A)-198864C-01L | 1910708 |  |  |  |  | Conform | 1 - Product quality and specific measurement equipment | 22/07/2024 00:00:00 |  |  | Electricité | -80/+80 mV | ±0,06 %RV | [6 empty] | DAQ-Module |  |  | FALSE |  | NI 9211 |  |  | 22/07/2021 00:00:00 |  | 1116
1973 | CLAB0215_NI 9472 | NI 9472 | CLAB0215 |  | No | DAQ-Module |  | Y.SKOCZEK | Y.SKOCZEK | Armoire A-SCR-02 |  |  | Y.SKOCZEK | No | [14 empty] | 9472-V1(A)-199364A-01L | 180A64D |  |  |  |  | No calibration status | 3 - Not affecting quality equipment |  |  |  | Electricité | ( | Approach device | [6 empty] | DAQ-Module |  |  | FALSE |  | NI 9472
1974 | CLAB0216_NI CDAQ 9174 | NI CDAQ 9174 | CLAB0216 |  | No |  |  | Y.SKOCZEK | Y.SKOCZEK | LABORATOIRE DEVELOPPEMENT / SCR / PPS-SCR-07 |  |  | Y.SKOCZEK | No | [14 empty] | NI CDAQ 9174 | 1817FA9 |  |  |  |  | No calibration status | 3 - Not affecting quality equipment |  |  |  | Electricité | 0/5 MHz | Approach device | [9 empty] | FALSE |  | NI CDAQ 9174
1975 | CLAB0217_NI 9215 | NI 9215 | CLAB0217 |  | No | DAQ-Module |  | Y.SKOCZEK | Y.SKOCZEK | LABORATOIRE DEVELOPPEMENT / SCR / PPM-SCR-29 |  |  | Y.SKOCZEK | No | [14 empty] | 9215(A) | 186323A |  |  |  |  | Conform | 1 - Product quality and specific measurement equipment | 19/07/2024 00:00:00 |  |  | Electricité | -10/+10 V | ±0,2 %RV | [6 empty] | DAQ-Module |  |  | FALSE |  | NI 9215 |  |  | 19/07/2021 00:00:00 |  | 1116
1976 | CLAB0218_NI 9401 | NI 9401 | CLAB0218 |  | No |  |  | Y.SKOCZEK | Y.SKOCZEK | Armoire A-SCR-02 |  |  | Y.SKOCZEK | No | [14 empty] | 9401(A)-191316E-01L | 1547CD7 |  |  |  |  | No calibration status | 3 - Not affecting quality equipment |  |  |  | Electricité | ( | Approach device | [9 empty] | FALSE |  | NI 9401
1977 | CLAB0219_NI 9211 | NI 9211 | CLAB0219 |  | No |  |  | Y.SKOCZEK | Y.SKOCZEK | LABORATOIRE DEVELOPPEMENT / SCR / PPM-SCR-21 |  |  | Y.SKOCZEK | No | [14 empty] | NI 9211 | 157B5EB |  |  |  |  | No calibration status | 3 - Not affecting quality equipment |  |  |  | Electricité | -80/+80 mV | ±0,06 %RV | [9 empty] | FALSE |  | NI 9211
1978 | CLAB0220_NI 9211 | NI 9211 | CLAB0220 |  | No |  |  | Y.SKOCZEK | Y.SKOCZEK | LABORATOIRE DEVELOPPEMENT / SCR / Armoire |  |  | Y.SKOCZEK | No | [14 empty] | NI 9211 | 1760E4B |  |  |  |  | Non-conforme | 1 - Product quality and specific measurement equipment |  |  |  | Electricité | -80/+80 mV | ±0,06 %RV | [9 empty] | FALSE |  | NI 9211
1979 | CLAB0221_NI USB 6211 | NI USB 6211 | CLAB0221 |  | No |  |  | Y.SKOCZEK | Y.SKOCZEK | LABORATOIRE DEVELOPPEMENT / FEP / FEP-030 |  |  | Y.SKOCZEK | No | [14 empty] | NI USB 6211 | 191CD0E |  |  |  |  | No calibration status | 3 - Not affecting quality equipment |  |  |  | Electrique | Analog Input: -10/10 V; -5/5 V; Counter: 0/5 Mhz | Analog Input: -10/10 V; -5/5 V Counter: 0/5 Mhz | [9 empty] | FALSE |  | NI USB 6211
1980 | CLAB0222_NI CDAQ 9174 | NI CDAQ 9174 | CLAB0222 |  | No |  |  | Y.SKOCZEK | Y.SKOCZEK | LABORATOIRE DEVELOPPEMENT / SCR / PPS-SCR-09 |  |  | Y.SKOCZEK | No | [14 empty] | NI CDAQ 9174 | 1558EC6 |  |  |  |  | No calibration status | 3 - Not affecting quality equipment |  |  |  | Electricité | 0/5 MHz | ±50 ppm | [9 empty] | FALSE |  | NI CDAQ 9174
1981 | CLAB0223_NI 9211 | NI 9211 | CLAB0223 |  | No | DAQ-Module |  | Y.SKOCZEK | Y.SKOCZEK | Armoire A-SCR-02 |  |  | Y.SKOCZEK | No | [14 empty] | 9211(A)-188906E-01L | 1426ADC |  |  |  |  | Conform | 1 - Product quality and specific measurement equipment | 22/07/2024 00:00:00 |  |  | Electricité | -80/+80 mV | ±0,06 %RV | [6 empty] | DAQ-Module |  |  | FALSE |  | NI 9211 |  |  | 22/07/2021 00:00:00 |  | 1116
1982 | CLAB0224_NI 9401 | NI 9401 | CLAB0224 |  | No |  |  | Y.SKOCZEK | Y.SKOCZEK | Armoire A-SCR-02 |  |  | Y.SKOCZEK | No | [14 empty] | 9401(A)-191316E-01L | 14B6DB4 |  |  |  |  | No calibration status | 3 - Not affecting quality equipment |  |  |  | Electricité | ( | Approach device | [9 empty] | FALSE |  | NI 9401
1983 | CLAB0225_NI CDAQ 9178 | NI CDAQ 9178 | CLAB0225 |  | No |  |  | Y.SKOCZEK | Y.SKOCZEK | LABORATOIRE DEVELOPPEMENT / SCR / PPx-SCR-xx |  |  | Y.SKOCZEK | No | [14 empty] | NI CDAQ 9178 | 19154BE |  |  |  |  | No calibration status | 3 - Not affecting quality equipment |  |  |  | Electricité | 0/5 MHz | Approach device | [9 empty] | FALSE |  | NI CDAQ 9178
1984 | CLAB0226_NI 9211 | NI 9211 | CLAB0226 |  | No | DAQ-Module |  | Y.SKOCZEK | Y.SKOCZEK | Armoire A-SCR-02 |  |  | Y.SKOCZEK | No | [14 empty] | NI9211 | 1760DD6 |  |  |  |  | Non-conforme | 1 - Product quality and specific measurement equipment |  |  |  | Electricité | -80/+80 mV | ±0,06 %RV | [6 empty] | DAQ-Module |  |  | FALSE |  | NI 9211
1985 | CLAB0227_NI 9211 | NI 9211 | CLAB0227 |  | No | DAQ-Module |  | Y.SKOCZEK | Y.SKOCZEK | Armoire A-SCR-02 |  |  | Y.SKOCZEK | No | [14 empty] | NI9211 | 157B515 |  |  |  |  | Non-conforme | 1 - Product quality and specific measurement equipment |  |  |  | Electricité | -80/+80 mV | ±0,06 %RV | [6 empty] | DAQ-Module |  |  | FALSE |  | NI 9211
1986 | CLAB0228_NI 9472 | NI 9472 | CLAB0228 |  | No |  |  | Y.SKOCZEK | Y.SKOCZEK | Armoire A-SCR-02 |  |  | Y.SKOCZEK | No | [14 empty] | NI 9472 | 188173D |  |  |  |  | No calibration status | 3 - Not affecting quality equipment |  |  |  | Electricité | ( | Approach device | [9 empty] | FALSE |  | NI 9472
1987 | CLAB0229_NI CDAQ 9178 | NI CDAQ 9178 | CLAB0229 |  | No |  |  | Y.SKOCZEK | Y.SKOCZEK | LABORATOIRE DEVELOPPEMENT / SCR / PPx-SCR-xx |  |  | Y.SKOCZEK | No | [14 empty] | NI CDAQ 9178 | 1780331 |  |  |  |  | No calibration status | 3 - Not affecting quality equipment |  |  |  | Electricité | 0/5 MHz | Approach device | [9 empty] | FALSE |  | NI CDAQ 9178
1988 | CLAB0230_NI 9211 | NI 9211 | CLAB0230 |  | No |  |  | Y.SKOCZEK | Y.SKOCZEK | LABORATOIRE DEVELOPPEMENT / SCR / PPM-SCR-10 |  |  | Y.SKOCZEK | No | [14 empty] | NI 9211 | 154CC08 |  |  |  |  | No calibration status | 3 - Not affecting quality equipment |  |  |  | Electricité | -80/+80 mV | ±0,06 %RV | [9 empty] | FALSE |  | NI 9211
1989 | CLAB0231_NI 9215 | NI 9215 | CLAB0231 |  | No | DAQ-Module |  | Y.SKOCZEK | Y.SKOCZEK | Armoire A-SCR-02 |  |  | Y.SKOCZEK | No | [14 empty] | 9215(A) | 17DBD00 |  |  |  |  | Non-conforme | 1 - Product quality and specific measurement equipment |  |  |  | Electricité | -10/+10 V | ±0,2 %RV | [6 empty] | DAQ-Module |  |  | FALSE |  | NI 9215
1990 | CLAB0232_NI 9211 | NI 9211 | CLAB0232 |  | No | DAQ-Module |  | Y.SKOCZEK | Y.SKOCZEK | Armoire A-SCR-02 |  |  | Y.SKOCZEK | No | [14 empty] | NI9211 | 154CBAB |  |  |  |  | Conform | 1 - Product quality and specific measurement equipment | 22/07/2024 00:00:00 |  |  | Electricité | -80/+80 mV | ±0,06 %RV | [6 empty] | DAQ-Module |  |  | FALSE |  | NI 9211 |  |  | 22/07/2021 00:00:00 |  | 1116
1991 | CLAB0233_NI 9472 | NI 9472 | CLAB0233 |  | No | DAQ-Module |  | Y.SKOCZEK | Y.SKOCZEK | Armoire A-SCR-02 |  |  | Y.SKOCZEK | No | [14 empty] | 9472-V1(A)-199364A-01L | 180A6AE |  |  |  |  | No calibration status | 3 - Not affecting quality equipment |  |  |  | Electricité | ( | Approach device | [6 empty] | DAQ-Module |  |  | FALSE |  | NI 9472
1992 | CLAB0234_NI CDAQ 9178 | NI CDAQ 9178 | CLAB0234 |  | No |  |  | Y.SKOCZEK | Y.SKOCZEK | LABORATOIRE DEVELOPPEMENT / SCR / PPx-SCR-xx |  |  | Y.SKOCZEK | No | [14 empty] | NI CDAQ 9178 | 19055AD |  |  |  |  | No calibration status | 3 - Not affecting quality equipment |  |  |  | Electricité | 0/5 MHz | Approach device | [9 empty] | FALSE |  | NI CDAQ 9178
1993 | CLAB0235_NI 9221 | NI 9221 | CLAB0235 |  | No | DAQ-Module |  | SKOCZEK Yoann | SKOCZEK Yoann | Armoire A-SCR-02 |  |  | SKOCZEK Yoann | No | [14 empty] | 9221-194932A-01L | 18FD200 |  |  |  |  | Conform | 1 - Product quality and specific measurement equipment | 20/07/2024 00:00:00 |  |  | Electricité | ±60 V | ±0,25 %RV | [6 empty] | DAQ-Module |  |  | FALSE |  | NI 9221 |  |  | 20/07/2021 00:00:00 |  | 1116
1994 | CLAB0236_NI 9211 | NI 9211 | CLAB0236 |  | No |  |  | Y.SKOCZEK | Y.SKOCZEK | LABORATOIRE DEVELOPPEMENT / SCR / PPM-SCR-19 |  |  | Y.SKOCZEK | No | [14 empty] | NI 9211 | 1928A60 |  |  |  |  | No calibration status | 3 - Not affecting quality equipment |  |  |  | Electricité | -80/+80 mV | ±0,06 %RV | [9 empty] | FALSE |  | NI 9211
1995 | CLAB0237_NI 9221 | NI 9221 | CLAB0237 |  | No | DAQ-Module |  | Y.SKOCZEK | Y.SKOCZEK | Armoire A-SCR-02 |  |  | Y.SKOCZEK | No | [14 empty] | NI9221 | 18FD232 |  |  |  |  | Non-conforme | 1 - Product quality and specific measurement equipment |  |  |  | Electricité | ±60 V | ±0,25 %RV | [6 empty] | DAQ-Module |  |  | FALSE |  | NI 9221
1996 | CLAB0238_NI 9472 | NI 9472 | CLAB0238 |  | No |  |  | Y.SKOCZEK | Y.SKOCZEK | Armoire A-SCR-02 |  |  | Y.SKOCZEK | No | [14 empty] | NI 9472 | 1912FC |  |  |  |  | No calibration status | 3 - Not affecting quality equipment |  |  |  | Electricité | ( | Approach device | [9 empty] | FALSE |  | NI 9472
1997 | CLAB0239_NI USB 6211 | NI USB 6211 | CLAB0239 |  | No |  |  | Y.SKOCZEK | Y.SKOCZEK | LABORATOIRE DEVELOPPEMENT / SCR / Julien GUEIB |  |  | Y.SKOCZEK | No | [14 empty] | NI USB 6211 | 1921422 |  |  |  |  | Non-conforme | 1 - Product quality and specific measurement equipment |  |  |  | Electrique | Analog Input: -10/+10 V; -5/+5 V; Counter: 0/5 Mhz | Analog Input: -10/10 V; -5/5 V Counter: 0/5 Mhz | [9 empty] | FALSE |  | NI USB 6211
1998 | CLAB0240_NI USB 6211 | NI USB 6211 | CLAB0240 |  | No |  |  | Y.SKOCZEK | Y.SKOCZEK | Armoire A-SCR-02 |  |  | Y.SKOCZEK | No | [14 empty] | NI USB 6211 | 191CCC3 |  |  |  |  | Out of date | 1 - Product quality and specific measurement equipment | 25/06/2022 00:00:00 |  |  | Electrique | Analog Input: -10/+10 V; -5/+5 V; Counter: 0/5 Mhz | Analog Input: -10/10 V; -5/5 V Counter: 0/5 Mhz | [9 empty] | FALSE |  | NI USB 6211 |  |  | 25/06/2019 00:00:00 |  | 1116
1999 | CLAB0241_NI USB 6211 | NI USB 6211 | CLAB0241 |  | No |  |  | Y.SKOCZEK | Y.SKOCZEK | Armoire A-SCR-02 |  |  | Y.SKOCZEK | No | [14 empty] | NI USB 6211 | 191CD13 |  |  |  |  | Conform | 1 - Product quality and specific measurement equipment | 04/07/2025 00:00:00 |  |  | Electrique | Analog Input: -10/+10 V; -5/+5 V; Counter: 0/5 Mhz | Analog Input: -10/10 V; -5/5 V Counter: 0/5 Mhz | [9 empty] | FALSE |  | NI USB 6211 |  |  | 04/07/2022 00:00:00 |  | 1116
2000 | CLAB0242_NI USB 6211 | NI USB 6211 | CLAB0242 |  | No |  |  | Y.SKOCZEK | Y.SKOCZEK | LABORATOIRE DEVELOPPEMENT / SCR / PRET IVC |  |  | Y.SKOCZEK | No | [14 empty] | NI USB 6211 | 191CD4C |  |  |  |  | No calibration status | 3 - Not affecting quality equipment |  |  |  | Electrique | Analog Input: -10/+10 V; -5/+5 V; Counter: 0/5 Mhz | Analog Input: -10/10 V; -5/5 V Counter: 0/5 Mhz | [9 empty] | FALSE |  | NI USB 6211
2001 | CLAB0243_ni USB 6211 | ni USB 6211 | CLAB0243 |  | No |  |  | Y.SKOCZEK | Y.SKOCZEK | LABORATOIRE DEVELOPPEMENT / FEP / FEP-031 |  |  | Y.SKOCZEK | No | [14 empty] | NI USB 6211 | 191CC93 |  |  |  |  | No calibration status | 3 - Not affecting quality equipment |  |  |  | Electrique | Analog Input: -10/+10 V; -5/+5 V; Counter: 0/5 Mhz | Approach device | [9 empty] | FALSE |  | ni USB 6211
2002 | CLAB0244_NI 6211 | NI 6211 | CLAB0244 |  | No |  |  | Y.SKOCZEK | Y.SKOCZEK | Armoire A-SCR-02 |  |  | Y.SKOCZEK | No | [14 empty] | 6211-194710D-03L | 14FDCB5 |  |  |  |  | Conform | 1 - Product quality and specific measurement equipment | 19/11/2024 00:00:00 |  |  | Electrique | Analog Input: -10/+10 V; -5/+5 V; Counter: 0/5 Mhz | Analog Input: -10/10 V; -5/5 V Counter: 0/5 Mhz | [9 empty] | FALSE |  | NI 6211 |  |  | 19/11/2021 00:00:00 |  | 1116
2003 | CLAB0245_NI CDAQ 9178 | NI CDAQ 9178 | CLAB0245 |  | No |  |  | Y.SKOCZEK | Y.SKOCZEK | LABORATOIRE DEVELOPPEMENT / SCR / PVC-SCR-02 |  |  | Y.SKOCZEK | No | [14 empty] | NI CDAQ 9178 | 18F22D5 |  |  |  |  | No calibration status | 3 - Not affecting quality equipment |  |  |  | Electricité | 0/5 MHz | Approach device | [9 empty] | FALSE |  | NI CDAQ 9178
2004 | CLAB0246_NI 9401 | NI 9401 | CLAB0246 |  | No |  |  | Y.SKOCZEK | Y.SKOCZEK | LABORATOIRE DEVELOPPEMENT / SCR / PPS-SCR-01 |  |  | Y.SKOCZEK | No | [14 empty] | NI 9401 | 18C52E |  |  |  |  | No calibration status | 3 - Not affecting quality equipment |  |  |  | Electricité | ( | Approach device | [9 empty] | FALSE |  | NI 9401
2005 | CLAB0247_NI 9211 | NI 9211 | CLAB0247 |  | No | DAQ-Module |  | Y.SKOCZEK | Y.SKOCZEK | Armoire A-SCR-02 |  |  | Y.SKOCZEK | No | [14 empty] | NI9211 | 18E9DCA |  |  |  |  | Conform | 1 - Product quality and specific measurement equipment | 21/07/2024 00:00:00 |  |  | Electricité | -80/+80 mV | ±0,06 %RV | [6 empty] | DAQ-Module |  |  | FALSE |  | NI 9211 |  |  | 21/07/2021 00:00:00 |  | 1116
2006 | CLAB0248_NI 9221 | NI 9221 | CLAB0248 |  | No | DAQ-Module |  | Y.SKOCZEK | Y.SKOCZEK | Armoire A-SCR-02 |  |  | Y.SKOCZEK | No | [14 empty] | 9221-194932A-01L | 1804433 |  |  |  |  | Conform | 1 - Product quality and specific measurement equipment | 20/07/2024 00:00:00 |  |  | Electricité | ±60 V | ±0,25 %RV | [6 empty] | DAQ-Module |  |  | FALSE |  | NI 9221 |  |  | 20/07/2021 00:00:00 |  | 1116
2007 | CLAB0249_NI 9472 | NI 9472 | CLAB0249 |  | No |  |  | Y.SKOCZEK | Y.SKOCZEK | Armoire A-SCR-02 |  |  | Y.SKOCZEK | No | [14 empty] | NI 9472 | 18EC855 |  |  |  |  | Out of date | 1 - Product quality and specific measurement equipment | 24/08/2018 00:00:00 |  |  | Electricité | ( | Approach device | [9 empty] | FALSE |  | NI 9472 |  |  | 24/08/2015 00:00:00 |  | 1116
2008 | CLAB0250_NI 9215 | NI 9215 | CLAB0250 |  | No | DAQ-Module |  | SKOCZEK Yoann | SKOCZEK Yoann | Armoire A-SCR-02 |  |  | SKOCZEK Yoann | No | [14 empty] | 9215-V1-198860A-01L | 18DFEE8 |  |  |  |  | Conform | 1 - Product quality and specific measurement equipment | 25/05/2024 00:00:00 |  |  | Electricité | -10/+10 V | ±0,2 %RV | [6 empty] | DAQ-Module |  |  | FALSE |  | NI 9215 |  |  | 25/05/2021 00:00:00 |  | 1116
2009 | CLAB0251_NI CDAQ 9172 | NI CDAQ 9172 | CLAB0251 |  | No |  |  | Y.SKOCZEK | Y.SKOCZEK | LABORATOIRE DEVELOPPEMENT / FEP / FEP-051 |  |  | Y.SKOCZEK | No | [14 empty] | NI CDAQ 9172 | 13FBF14 |  |  |  |  | No calibration status | 3 - Not affecting quality equipment |  |  |  | Electricité | 0/5 MHz | Approach device | [9 empty] | FALSE |  | NI CDAQ 9172
2010 | CLAB0252_NI USB 9162 | NI USB 9162 | CLAB0252 |  | No |  |  | Y.SKOCZEK | Y.SKOCZEK | LABORATOIRE DEVELOPPEMENT / LAB / MAGASIN\ DEV USB 1 |  |  | Y.SKOCZEK | No | [14 empty] | NI USB 9162 | 157C1D9 |  |  |  |  | No calibration status | 3 - Not affecting quality equipment |  |  |  | Electrique | Approach device | Approach device | [9 empty] | FALSE |  | NI USB 9162
2011 | CLAB0253_NI USB 6211 | NI USB 6211 | CLAB0253 |  | No |  |  | Y.SKOCZEK | Y.SKOCZEK | LABORATOIRE DEVELOPPEMENT / LAB / Banc fonctionnel N°5 SCR |  |  | Y.SKOCZEK | No | [14 empty] | NI USB 6211 | 16CD849 |  |  |  |  | Non-conforme | 1 - Product quality and specific measurement equipment |  |  |  | Electrique | Analog Input: -10/10 V; -5/5 V; Counter: 0/5 Mhz | Analog Input: -10/10 V; -5/5 V Counter: 0/5 Mhz | [9 empty] | FALSE |  | NI USB 6211
2012 | CLAB0254_NI CDAQ 9178 | NI CDAQ 9178 | CLAB0254 |  | No |  |  | Y.SKOCZEK | Y.SKOCZEK | LABORATOIRE DEVELOPPEMENT / SCR / PPM-SCR-08 |  |  | Y.SKOCZEK | No | [14 empty] | NI CDAQ 9178 | 14F291A |  |  |  |  | No calibration status | 3 - Not affecting quality equipment |  |  |  | Electricité | 0/5 MHz | Approach device | [9 empty] | FALSE |  | NI CDAQ 9178
2013 | CLAB0255_NI 9263 | NI 9263 | CLAB0255 |  | No | DAQ-Module |  | Y.SKOCZEK | Y.SKOCZEK | Armoire A-SCR-02 |  |  | Y.SKOCZEK | No | [14 empty] | 9263(A)-198856B-01L | 1500922 |  |  |  |  | Conform | 1 - Product quality and specific measurement equipment | 25/04/2025 00:00:00 |  |  | Electrique | -10/+10 V | ±0,1 %RV | [6 empty] | DAQ-Module |  |  | FALSE |  | NI 9263 |  |  | 25/04/2022 00:00:00 |  | 1116
2014 | CLAB0256_NI 9205 | NI 9205 | CLAB0256 |  | No |  |  | Y.SKOCZEK | Y.SKOCZEK | Armoire A-SCR-02 |  |  | Y.SKOCZEK | No | [14 empty] | 9205(A)-193299F-01 | 14FC9D0 |  |  |  |  | Non-conforme | 1 - Product quality and specific measurement equipment |  |  |  | Electricité | -10/+10 V; -5/+5 V; -1/+1 V; -0,2/+0,2 V | ±6,23 mV;±3,23 mV;±0,69 mV;±0,174 mV | [9 empty] | FALSE |  | NI 9205
2015 | CLAB0257_NI 9213 | NI 9213 | CLAB0257 |  | No | DAQ-Module |  | Y.SKOCZEK | Y.SKOCZEK | Armoire A-SCR-02 |  |  | Y.SKOCZEK | No | [14 empty] | 9213-198854B-01L | 14FCD17 |  |  |  |  | Out of date | 1 - Product quality and specific measurement equipment | 24/09/2022 00:00:00 |  |  | Electricité | ± 78 mV High Resolution; ±78 mV High Speed | ±0,03 %RV ±0,04 %RV | [6 empty] | DAQ-Module |  |  | FALSE |  | NI 9213 |  |  | 24/09/2019 00:00:00 |  | 1116
2016 | CLAB0258_NI CDAQ 9172 | NI CDAQ 9172 | CLAB0258 |  | No |  |  | E.BOUCAUX | E.BOUCAUX | PROTOTYPE / ASS / ASS-035 (Phoenix) |  |  | E.BOUCAUX | No | [14 empty] | NI CDAQ 9172 | 13615BE |  |  |  |  | No calibration status | 3 - Not affecting quality equipment |  |  |  | Electricité | Approach device | Approach device | [9 empty] | FALSE |  | NI CDAQ 9172
2017 | CLAB0259_NI 9211 | NI 9211 | CLAB0259 |  | No | DAQ-Module |  | Y.SKOCZEK | Y.SKOCZEK | Armoire A-SCR-02 |  |  | Y.SKOCZEK | No | [14 empty] | NI9211 | 17600000000000000 |  |  |  |  | Conform | 1 - Product quality and specific measurement equipment | 06/10/2024 00:00:00 |  |  | Electricité | -80/+80 mV | ±0,06 %RV | [6 empty] | DAQ-Module |  |  | FALSE |  | NI 9211 |  |  | 06/10/2021 00:00:00 |  | 1116
2018 | CLAB0260_NI 9211 | NI 9211 | CLAB0260 |  | No |  |  | Y.SKOCZEK | Y.SKOCZEK | LABORATOIRE DEVELOPPEMENT / SCR / PPM-SCR-18 |  |  | Y.SKOCZEK | No | [14 empty] | NI 9211 | 186E515 |  |  |  |  | Non-conforme | 1 - Product quality and specific measurement equipment |  |  |  | Electricité | -80/+80 mV | ±0,06 %RV | [9 empty] | FALSE |  | NI 9211
2019 | CLAB0261_NI 9211 | NI 9211 | CLAB0261 |  | No |  |  | Y.SKOCZEK | Y.SKOCZEK | LABORATOIRE DEVELOPPEMENT / SCR / PPM-SCR-01 |  |  | Y.SKOCZEK | No | [14 empty] | NI 9211 | 191062B |  |  |  |  | No calibration status | 3 - Not affecting quality equipment |  |  |  | Electricité | -80/+80 mV | ±0,06 %RV | [9 empty] | FALSE |  | NI 9211
2020 | CLAB0262_NI 9211 | NI 9211 | CLAB0262 |  | No | DAQ-Module |  | Y.SKOCZEK | Y.SKOCZEK | Armoire A-SCR-02 |  |  | Y.SKOCZEK | No | [14 empty] | NI9211 | 1387D2C |  |  |  |  | Conform | 1 - Product quality and specific measurement equipment | 22/04/2025 00:00:00 |  |  | Electricité | -80/+80 mV | ±0,06 %RV | [6 empty] | DAQ-Module |  |  | FALSE |  | NI 9211 |  |  | 22/04/2022 00:00:00 |  | 1116
2021 | CLAB0263_NI CDAQ 9178 | NI CDAQ 9178 | CLAB0263 |  | No |  |  | Y.SKOCZEK | Y.SKOCZEK | LABORATOIRE DEVELOPPEMENT / SCR / PPx-SCR-xx |  |  | Y.SKOCZEK | No | [14 empty] | NI CDAQ 9178 | 19055CF |  |  |  |  | No calibration status | 3 - Not affecting quality equipment |  |  |  | Electricité | 0/5 MHz | Approach device | [9 empty] | FALSE |  | NI CDAQ 9178
2022 | CLAB0264_NI 9211 | NI 9211 | CLAB0264 |  | No | DAQ-Module |  | Y.SKOCZEK | Y.SKOCZEK | Armoire A-SCR-02 |  |  | Y.SKOCZEK | No | [14 empty] | NI9211 | 19106F5 |  |  |  |  | Conforme | 1 - Product quality and specific measurement equipment |  |  |  | Electricité | -80/+80 mV | ±0,06 %RV | [6 empty] | DAQ-Module |  |  | FALSE |  | NI 9211
2023 | CLAB0265_NI 9211 | NI 9211 | CLAB0265 |  | No | DAQ-Module |  | Y.SKOCZEK | Y.SKOCZEK | Armoire A-SCR-02 |  |  | Y.SKOCZEK | No | [14 empty] | NI9211 | 19105F7 |  |  |  |  | Conform | 1 - Product quality and specific measurement equipment | 25/05/2024 00:00:00 |  |  | Electricité | -80/+80 mV | ±0,06 %RV | [6 empty] | DAQ-Module |  |  | FALSE |  | NI 9211 |  |  | 25/05/2021 00:00:00 |  | 1116
2024 | CLAB0266_NI 9211 | NI 9211 | CLAB0266 |  | No |  |  | Y.SKOCZEK | Y.SKOCZEK | LABORATOIRE DEVELOPPEMENT / SCR / PPM-SCR-20 |  |  | Y.SKOCZEK | No | [14 empty] | NI 9211 | 1910601 |  |  |  |  | Non-conforme | 1 - Product quality and specific measurement equipment |  |  |  | Electricité | -80/+80 mV | ±0,06 %RV | [9 empty] | FALSE |  | NI 9211
2025 | CLAB0267_NI 9211 | NI 9211 | CLAB0267 |  | No | DAQ-Module |  | Y.SKOCZEK | Y.SKOCZEK | Armoire A-SCR-02 |  |  | Y.SKOCZEK | No | [14 empty] | NI9211 | 157B509 |  |  |  |  | Conform | 1 - Product quality and specific measurement equipment | 21/07/2024 00:00:00 |  |  | Electricité | -80/+80 mV | ±0,06 %RV | [6 empty] | DAQ-Module |  |  | FALSE |  | NI 9211 |  |  | 21/07/2021 00:00:00 |  | 1116
2026 | CLAB0268_NI 9211 | NI 9211 | CLAB0268 |  | No | DAQ-Module |  | Y.SKOCZEK | Y.SKOCZEK | Armoire A-SCR-02 |  |  | Y.SKOCZEK | No | [14 empty] | 9211-(A)-198864C-01L | 19106C5 |  |  |  |  | Conform | 1 - Product quality and specific measurement equipment | 21/07/2024 00:00:00 |  |  | Electricité | -80/+80 mV | ±0,06 %RV | [6 empty] | DAQ-Module |  |  | FALSE |  | NI 9211 |  |  | 21/07/2021 00:00:00 |  | 1116
2027 | CLAB0270_NI 9472 | NI 9472 | CLAB0270 |  | No |  |  | Y.SKOCZEK | Y.SKOCZEK | Armoire A-SCR-02 |  |  | Y.SKOCZEK | No | [14 empty] | NI 9472 | 1912883 |  |  |  |  | No calibration status | 3 - Not affecting quality equipment |  |  |  | Electricité | 0/5 MHz | Approach device | [9 empty] | FALSE |  | NI 9472
2028 | CLAB0271_NI USB 6211 | NI USB 6211 | CLAB0271 |  | No |  |  | Y.SKOCZEK | Y.SKOCZEK | LABORATOIRE DEVELOPPEMENT / LAB / PROTO BANC TEST FONCTIONNEL |  |  | Y.SKOCZEK | No | [14 empty] | NI USB 6211 | 191CC80 |  |  |  |  | Non-conforme | 1 - Product quality and specific measurement equipment |  |  |  | Electrique | Analog Input: -10/10 V; -5/5 V; Counter: 0/5 Mhz | Analog Input: -10/10 V; -5/5 V Counter: 0/5 Mhz | [9 empty] | FALSE |  | NI USB 6211
2029 | CLAB0272_NI USB 6211 | NI USB 6211 | CLAB0272 |  | No |  |  | Y.SKOCZEK | Y.SKOCZEK | LABORATOIRE DEVELOPPEMENT / SCR / PRET IVC |  |  | Y.SKOCZEK | No | [14 empty] | NI USB 6211 | 19214C5 |  |  |  |  | Non-conforme | 1 - Product quality and specific measurement equipment |  |  |  | Electrique | Analog Input: -10/+10 V; -5/+5 V; Counter: 0/5 Mhz | Analog Input: -10/10 V; -5/5 V Counter: 0/5 Mhz | [9 empty] | FALSE |  | NI USB 6211
2030 | CLAB0274_NI CDAQ 9178 | NI CDAQ 9178 | CLAB0274 |  | No |  |  | Y.SKOCZEK | Y.SKOCZEK | LABORATOIRE DEVELOPPEMENT / SCR / PPx-SCR-xx |  |  | Y.SKOCZEK | No | [14 empty] | NI CDAQ 9178 | 1869D85 |  |  |  |  | No calibration status | 3 - Not affecting quality equipment |  |  |  | Electricité | 0/5 MHz | Approach device | [9 empty] | FALSE |  | NI CDAQ 9178
2031 | CLAB0275_NI 9211 | NI 9211 | CLAB0275 |  | No | DAQ-Module |  | Y.SKOCZEK | Y.SKOCZEK | Armoire A-SCR-02 |  |  | Y.SKOCZEK | No | [14 empty] | 9211-V1(A)-198864C-01L | 1808D52 |  |  |  |  | Conform | 1 - Product quality and specific measurement equipment | 21/07/2024 00:00:00 |  |  | Electricité | -80/+80 mV | ±0,06 %RV | [6 empty] | DAQ-Module |  |  | FALSE |  | NI 9211 |  |  | 21/07/2021 00:00:00 |  | 1116
2032 | CLAB0276_NI 9211 | NI 9211 | CLAB0276 |  | No | DAQ-Module |  | Y.SKOCZEK | Y.SKOCZEK | Armoire A-SCR-02 |  |  | Y.SKOCZEK | No | [14 empty] | NI9211 | 186E4D0 |  |  |  |  | Conform | 1 - Product quality and specific measurement equipment | 19/11/2024 00:00:00 |  |  | Electricité | -80/+80 mV | ±0,06 %RV | [6 empty] | DAQ-Module |  |  | FALSE |  | NI 9211 |  |  | 19/11/2021 00:00:00 |  | 1116
2033 | CLAB0277_NI 9211 | NI 9211 | CLAB0277 |  | No |  |  | Y.SKOCZEK | Y.SKOCZEK | LABORATOIRE DEVELOPPEMENT / SCR / Armoire |  |  | Y.SKOCZEK | No | [14 empty] | NI 9211 | 17775DC |  |  |  |  | Non-conforme | 1 - Product quality and specific measurement equipment |  |  |  | Electricité | -80/+80 mV | ±0,06 %RV | [9 empty] | FALSE |  | NI 9211
2034 | CLAB0278_NI 9211 | NI 9211 | CLAB0278 |  | No | DAQ-Module |  | Y.SKOCZEK | Y.SKOCZEK | Armoire A-SCR-02 |  |  | Y.SKOCZEK | No | [14 empty] | NI9211 | 1387D97 |  |  |  |  | Conform | 1 - Product quality and specific measurement equipment | 22/12/2024 00:00:00 |  |  | Electricité | -80/+80 mV | ±0,06 %RV | [6 empty] | DAQ-Module |  |  | FALSE |  | NI 9211 |  |  | 22/12/2021 00:00:00 |  | 1116
2035 | CLAB0279_NI 9211 | NI 9211 | CLAB0279 |  | No | DAQ-Module |  | Y.SKOCZEK | Y.SKOCZEK | Armoire A-SCR-02 |  |  | Y.SKOCZEK | No | [14 empty] | 9211-V1(A)-198864C-01L | 1808C84 |  |  |  |  | Conform | 1 - Product quality and specific measurement equipment | 21/07/2024 00:00:00 |  |  | Electricité | -80/+80 mV | ±0,06 %RV | [6 empty] | DAQ-Module |  |  | FALSE |  | NI 9211 |  |  | 21/07/2021 00:00:00 |  | 1116
2036 | CLAB0280_NI 9211 | NI 9211 | CLAB0280 |  | No | DAQ-Module |  | Y.SKOCZEK | Y.SKOCZEK | Armoire A-SCR-02 |  |  | Y.SKOCZEK | No | [14 empty] | NI9211 | 1894ECB |  |  |  |  | Non-conforme | 1 - Product quality and specific measurement equipment |  |  |  | Electricité | -80/+80 mV | ±0,06 %RV | [6 empty] | DAQ-Module |  |  | FALSE |  | NI 9211
2037 | CLAB0281_NI CDAQ 9178 | NI CDAQ 9178 | CLAB0281 |  | No |  |  | Y.SKOCZEK | Y.SKOCZEK | LABORATOIRE DEVELOPPEMENT / SCR / PVC-SCR-01 |  |  | Y.SKOCZEK | No | [14 empty] | NI CDAQ 9178 | 19154D7 |  |  |  |  | No calibration status | 3 - Not affecting quality equipment |  |  |  | Electricité | 0/5 MHz | Approach device | [9 empty] | FALSE |  | NI CDAQ 9178
2038 | CLAB0282_NI 9215 | NI 9215 | CLAB0282 |  | No | DAQ-Module |  | Y.SKOCZEK | Y.SKOCZEK | Armoire A-SCR-02 |  |  | Y.SKOCZEK | No | [14 empty] | 9215(A) | 174635A |  |  |  |  | Conform | 1 - Product quality and specific measurement equipment | 14/12/2024 00:00:00 |  |  | Electricité | -10/+10 V | ±0,2 %RV | [6 empty] | DAQ-Module |  |  | FALSE |  | NI 9215 |  |  | 14/12/2021 00:00:00 |  | 1116
2039 | CLAB0283_NI 9211 | NI 9211 | CLAB0283 |  | No |  |  | Y.SKOCZEK | Y.SKOCZEK | LABORATOIRE DEVELOPPEMENT / FEP / FEP028 (station 3) |  |  | Y.SKOCZEK | No | [14 empty] | NI 9211 | 157B51A |  |  |  |  | No calibration status | 3 - Not affecting quality equipment |  |  |  | Electricité | Approach device | Approach device | [9 empty] | FALSE |  | NI 9211
2040 | CLAB0284_NI 9472 | NI 9472 | CLAB0284 |  | No | DAQ-Module |  | Y.SKOCZEK | Y.SKOCZEK | Armoire A-SCR-02 |  |  | Y.SKOCZEK | No | [14 empty] | 9472-V1(A)-199364A-01L | 1837DBD |  |  |  |  | No calibration status | 3 - Not affecting quality equipment |  |  |  | Electricité | 0/5 MHz | Approach device | [6 empty] | DAQ-Module |  |  | FALSE |  | NI 9472
2041 | CLAB0285_NI CDAQ 9172 | NI CDAQ 9172 | CLAB0285 |  | No |  |  | Y.SKOCZEK | Y.SKOCZEK | LABORATOIRE DEVELOPPEMENT / FEP / FEP-036 (ORVR) |  |  | Y.SKOCZEK | No | [14 empty] | NI CDAQ 9172 | 1378CC2 |  |  |  |  | No calibration status | 3 - Not affecting quality equipment |  |  |  | Electricité | Approach device | Approach device | [9 empty] | FALSE |  | NI CDAQ 9172
2042 | CLAB0286_NI 9215 | NI 9215 | CLAB0286 |  | No | DAQ-Module |  | SKOCZEK Yoann | SKOCZEK Yoann | Armoire A-SCR-02 |  |  | SKOCZEK Yoann | No | [14 empty] | 9215(A)-189190G-01L | 1401118 |  |  |  |  | Conform | 1 - Product quality and specific measurement equipment | 06/10/2024 00:00:00 |  |  | Electricité | -10/+10 V | ±0,2 %RV | [6 empty] | DAQ-Module |  |  | FALSE |  | NI 9215 |  |  | 06/10/2021 00:00:00 |  | 1116
2043 | CLAB0287_NI 9219 | NI 9219 | CLAB0287 |  | No |  |  | Y.SKOCZEK | Y.SKOCZEK | Armoire A-SCR-02 |  |  | Y.SKOCZEK | No | [14 empty] | NI 9219 | EB3223 |  |  |  |  | Conform | 1 - Product quality and specific measurement equipment | 02/12/2024 00:00:00 |  |  | Electricité | ±60 V; ±15 V; ±4 V; ±1 V; ±125 mV; ±25 mA; 1kOhm; 10 kOhm ±125 mV Temp | ±0,3 %RV;±0,1 %RV;±0,1 %RV;±0,1 %RV;±0,2 %RV | [9 empty] | FALSE |  | NI 9219 |  |  | 02/12/2021 00:00:00 |  | 1116
2044 | CLAB0288_NI 9401 | NI 9401 | CLAB0288 |  | No |  |  | Y.SKOCZEK | Y.SKOCZEK | Armoire A-SCR-02 |  |  | Y.SKOCZEK | No | [14 empty] | NI 9401 | 13EA4E9 |  |  |  |  | No calibration status | 3 - Not affecting quality equipment |  |  |  | Electricité | 0/5 MHz | Approach device | [9 empty] | FALSE |  | NI 9401
2045 | CLAB0289_NI 9215 | NI 9215 | CLAB0289 |  | No | DAQ-Module |  | Y.SKOCZEK | Y.SKOCZEK | Armoire A-SCR-02 |  |  | Y.SKOCZEK | No | [14 empty] | 9215(A) | 17478B5 |  |  |  |  | Conform | 1 - Product quality and specific measurement equipment | 06/10/2024 00:00:00 |  |  | Electricité | -10/+10 V | ±0,2 %RV | [6 empty] | DAQ-Module |  |  | FALSE |  | NI 9215 |  |  | 06/10/2021 00:00:00 |  | 1116
2046 | CLAB0290_NI 9219 | NI 9219 | CLAB0290 |  | No |  |  | E.BOUCAUX | E.BOUCAUX | PROTOTYPE / ASS / ASS-035 (Phoenix) |  |  | E.BOUCAUX | No | [14 empty] | NI 9219 | EACABD | [5 empty] | 1 - Product quality and specific measurement equipment |  |  |  | Electricité | -60/60 V; -15/15 V; -4/4 V-1/1 V; -125/125 mV-25/25 mA1kOhm ; 10 kOhm± 125 mVTemp) | ± 0,3% RV± 0,1% RV± 0,1% RV± 0,1% RV± 0,2% RV | [9 empty] | FALSE |  | NI 9219
2047 | CLAB0291_NI USB 6211 | NI USB 6211 | CLAB0291 |  | No |  |  | Y.SKOCZEK | Y.SKOCZEK | LABORATOIRE DEVELOPPEMENT / LAB / Julien GUEIB |  |  | Y.SKOCZEK | No | [14 empty] | NI USB 6211 | 14FDC92 |  |  |  |  | Conform | 1 - Product quality and specific measurement equipment |  |  |  | Electrique | Analog Input: -10/10 V; -5/5 V; Counter: 0/5 Mhz | Analog Input: -10/10 V; -5/5 V Counter: 0/5 Mhz | [9 empty] | FALSE |  | NI USB 6211 |  |  | 11/09/2018 00:00:00 |  | 1116
2048 | CLAB0292_NI USB 6211 | NI USB 6211 | CLAB0292 |  | No |  |  | Y.SKOCZEK | Y.SKOCZEK | LABORATOIRE DEVELOPPEMENT / FEP / FEP-031 |  |  | Y.SKOCZEK | No | [14 empty] | NI USB 6211 | 1849C82 |  |  |  |  | No calibration status | 3 - Not affecting quality equipment |  |  |  | Electrique | Analog Input: -10/10 V; -5/5 V; Counter: 0/5 Mhz | Analog Input: -10/10 V; -5/5 V Counter: 0/5 Mhz | [9 empty] | FALSE |  | NI USB 6211
2049 | CLAB0293_NI CDAQ 9178 | NI CDAQ 9178 | CLAB0293 |  | No |  |  | Y.SKOCZEK | Y.SKOCZEK | LABORATOIRE DEVELOPPEMENT / SCR / PPx-SCR-xx |  |  | Y.SKOCZEK | No | [14 empty] | NI CDAQ 9178 | 194D9F3 |  |  |  |  | No calibration status | 3 - Not affecting quality equipment |  |  |  | Electricité | 0/5 MHz | Approach device | [9 empty] | FALSE |  | NI CDAQ 9178
2050 | CLAB0294_NI 9215 | NI 9215 | CLAB0294 |  | No | DAQ-Module |  | Y.SKOCZEK | Y.SKOCZEK | LABORATOIRE DEVELOPPEMENT / SCR / PPM-SCR-18 |  |  | Y.SKOCZEK | No | [14 empty] | 9215(A) | 1543DC8 |  |  |  |  | Non-conforme | 1 - Product quality and specific measurement equipment |  |  |  | Electricité | -10/+10 V | ±0,2 %RV | [6 empty] | DAQ-Module |  |  | FALSE |  | NI 9215
2051 | CLAB0295_NI 9472 | NI 9472 | CLAB0295 |  | No |  |  | Y.SKOCZEK | Y.SKOCZEK | Armoire A-SCR-02 |  |  | Y.SKOCZEK | No | [14 empty] | NI 9472 | 193564F |  |  |  |  | No calibration status | 3 - Not affecting quality equipment |  |  |  | Electricité | 0/5 MHz | Approach device | [9 empty] | FALSE |  | NI 9472
2052 | CLAB0296_NI 9211 | NI 9211 | CLAB0296 |  | No | DAQ-Module |  | Y.SKOCZEK | Y.SKOCZEK | Armoire A-SCR-02 |  |  | Y.SKOCZEK | No | [14 empty] | NI9211 | 154CC26 |  |  |  |  | Conform | 1 - Product quality and specific measurement equipment | 21/07/2024 00:00:00 |  |  | Electricité | -80/+80 mV | ±0,06 %RV | [6 empty] | DAQ-Module |  |  | FALSE |  | NI 9211 |  |  | 21/07/2021 00:00:00 |  | 1116
2053 | CLAB0297_NI 9211 | NI 9211 | CLAB0297 |  | No | DAQ-Module |  | Y.SKOCZEK | Y.SKOCZEK | Armoire A-SCR-02 |  |  | Y.SKOCZEK | No | [14 empty] | 9211-V1(A)-198864C-01L | 1928A33 |  |  |  |  | Conform | 1 - Product quality and specific measurement equipment | 21/07/2024 00:00:00 |  |  | Electricité | -80/+80 mV | ±0,06 %RV | [6 empty] | DAQ-Module |  |  | FALSE |  | NI 9211 |  |  | 21/07/2021 00:00:00 |  | 1116
2054 | CLAB0298_NI 9221 | NI 9221 | CLAB0298 |  | No | DAQ-Module |  | Y.SKOCZEK | Y.SKOCZEK | Armoire A-SCR-02 |  |  | Y.SKOCZEK | No | [14 empty] | NI9221 | 189A2A5 |  |  |  |  | Non-conforme | 1 - Product quality and specific measurement equipment |  |  |  | Electricité | ±60 V | ±0,25 %RV | [6 empty] | DAQ-Module |  |  | FALSE |  | NI 9221
2055 | CLAB0299_NI CDAQ 9178 | NI CDAQ 9178 | CLAB0299 |  | No |  |  | Y.SKOCZEK | Y.SKOCZEK | LABORATOIRE DEVELOPPEMENT / SCR / PPM-SCR-09 |  |  | Y.SKOCZEK | No | [14 empty] | NI CDAQ 9178 | 194DA42 |  |  |  |  | No calibration status | 3 - Not affecting quality equipment |  |  |  | Electricité | 0/5 MHz | Approach device | [9 empty] | FALSE |  | NI CDAQ 9178
2056 | CLAB0300_NI 9221 | NI 9221 | CLAB0300 |  | No | DAQ-Module |  | Y.SKOCZEK | Y.SKOCZEK | Armoire A-SCR-02 |  |  | Y.SKOCZEK | No | [14 empty] | NI9221 | 18FD1D9 |  |  |  |  | Non-conforme | 1 - Product quality and specific measurement equipment |  |  |  | Electricité | ±60 V | ±0,25 %RV | [6 empty] | DAQ-Module |  |  | FALSE |  | NI 9221
2057 | CLAB0301_NI 9221 | NI 9221 | CLAB0301 |  | No | DAQ-Module |  | SKOCZEK Yoann | SKOCZEK Yoann | Armoire A-SCR-02 |  |  | SKOCZEK Yoann | No | [14 empty] | 9221-194932A-01L | 189A2C2 |  |  |  |  | Conform | 1 - Product quality and specific measurement equipment | 20/07/2024 00:00:00 |  |  | Electricité | ±60 V | ±0,25 %RV | [6 empty] | DAQ-Module |  |  | FALSE |  | NI 9221 |  |  | 20/07/2021 00:00:00 |  | 1116
2058 | CLAB0302_NI 9215 | NI 9215 | CLAB0302 |  | No | DAQ-Module |  | Y.SKOCZEK | Y.SKOCZEK | LABORATOIRE DEVELOPPEMENT / SCR / PVC-SCR-03 |  |  | Y.SKOCZEK | No | [14 empty] | 9215(A) | 1543D6A |  |  |  |  | Non-conforme | 1 - Product quality and specific measurement equipment |  |  |  | Electricité | -10/+10 V | ±0,2 %RV | [6 empty] | DAQ-Module |  |  | FALSE |  | NI 9215
2059 | CLAB0303_NI 9211 | NI 9211 | CLAB0303 |  | No | DAQ-Module |  | Y.SKOCZEK | Y.SKOCZEK | Armoire A-SCR-02 |  |  | Y.SKOCZEK | No | [14 empty] | NI9211 | 1928A5E |  |  |  |  | Non-conforme | 1 - Product quality and specific measurement equipment |  |  |  | Electricité | -80/+80 mV | ±0,06 %RV | [6 empty] | DAQ-Module |  |  | FALSE |  | NI 9211
2060 | CLAB0304_NI 9211 | NI 9211 | CLAB0304 |  | No | DAQ-Module |  | Y.SKOCZEK | Y.SKOCZEK | Armoire A-SCR-02 |  |  | Y.SKOCZEK | No | [14 empty] | NI9211 | 1928A40 |  |  |  |  | Out of date | 1 - Product quality and specific measurement equipment | 18/07/2021 00:00:00 |  |  | Electricité | -80/+80 mV | ±0,06 %RV | [6 empty] | DAQ-Module |  |  | FALSE |  | NI 9211 |  |  | 18/07/2018 00:00:00 |  | 1116
2061 | CLAB0305_NI 9472 | NI 9472 | CLAB0305 |  | No | DAQ-Module |  | Y.SKOCZEK | Y.SKOCZEK | Armoire A-SCR-02 |  |  | Y.SKOCZEK | No | [14 empty] | 9472-V1(A)-199364A-01L | 193566E |  |  |  |  | No calibration status | 3 - Not affecting quality equipment |  |  |  | Electricité | 0/5 MHz | Approach device | [6 empty] | DAQ-Module |  |  | FALSE |  | NI 9472
2062 | CLAB0306_NI USB 6211 | NI USB 6211 | CLAB0306 |  | No |  |  | Y.SKOCZEK | Y.SKOCZEK | LABORATOIRE DEVELOPPEMENT / SCR / Armoire |  |  | Y.SKOCZEK | No | [14 empty] | NI USB 6211 | 191CCF3 |  |  |  |  | Non-conforme | 1 - Product quality and specific measurement equipment |  |  |  | Electrique | Analog Input: -10/+10 V; -5/+5 V; Counter: 0/5 Mhz | Analog Input: -10/10 V; -5/5 V Counter: 0/5 Mhz | [9 empty] | FALSE |  | NI USB 6211
2063 | CLAB0307_NI 6211 | NI 6211 | CLAB0307 |  | No | DAQ-Module |  | Y.SKOCZEK | Y.SKOCZEK | Armoire A-SCR-02 |  |  | Y.SKOCZEK | No | [14 empty] | 6211-194710E-03L | 184C9B |  |  |  |  | Out of date | 1 - Product quality and specific measurement equipment | 26/08/2022 00:00:00 |  |  | Electrique | Analog Input: -10/+10 V; -5/+5 V; Counter: 0/5 Mhz | Analog Input: -10/10 V; -5/5 V Counter: 0/5 Mhz | [6 empty] | DAQ-Module |  |  | FALSE |  | NI 6211 |  |  | 11/09/2018 00:00:00 |  | 1116
2064 | CLAB0308_NI USB 6211 | NI USB 6211 | CLAB0308 |  | No |  |  | Y.SKOCZEK | Y.SKOCZEK | Armoire A-SCR-02 |  |  | Y.SKOCZEK | No | [14 empty] | NI USB 6211 | 158C758 |  |  |  |  | Conform | 1 - Product quality and specific measurement equipment | 19/11/2024 00:00:00 |  |  | Electrique | Analog Input: -10/+10 V; -5/+5 V; Counter: 0/5 Mhz | Analog Input: -10/10 V; -5/5 V Counter: 0/5 Mhz | [9 empty] | FALSE |  | NI USB 6211 |  |  | 19/11/2021 00:00:00 |  | 1116
2065 | CLAB0309_NI USB 6211 | NI USB 6211 | CLAB0309 |  | No |  |  | Y.SKOCZEK | Y.SKOCZEK | Armoire A-SCR-02 |  |  | Y.SKOCZEK | No | [14 empty] | NI USB 6211 | 14FDD39 |  |  |  |  | Conform | 1 - Product quality and specific measurement equipment | 15/12/2024 00:00:00 |  |  | Electrique | Analog Input: -10/+10 V; -5/+5 V; Counter: 0/5 Mhz | Analog Input: -10/10 V; -5/5 V Counter: 0/5 Mhz | [9 empty] | FALSE |  | NI USB 6211 |  |  | 15/12/2021 00:00:00 |  | 1116
2066 | CLAB0310_NI 6211 | NI 6211 | CLAB0310 |  | No |  |  | Y.SKOCZEK | Y.SKOCZEK | Armoire A-SCR-02 |  |  | Y.SKOCZEK | No | [14 empty] | 6211-194710E-03L | 191CCB6 |  |  |  |  | Conform | 1 - Product quality and specific measurement equipment | 25/04/2025 00:00:00 |  |  | Electrique | Analog Input: -10/+10 V; -5/+5 V; Counter: 0/5 Mhz | Analog Input: -10/10 V; -5/5 V Counter: 0/5 Mhz | [9 empty] | FALSE |  | NI 6211 |  |  | 25/04/2022 00:00:00 |  | 1116
2067 | CLAB0311_NI USB 6211 | NI USB 6211 | CLAB0311 |  | No |  |  | Y.SKOCZEK | Y.SKOCZEK | LABORATOIRE DEVELOPPEMENT / FEP / FEP-030 |  |  | Y.SKOCZEK | No | [14 empty] | NI USB 6211 | 7846A1D |  |  |  |  | No calibration status | 3 - Not affecting quality equipment |  |  |  | Electrique | Analog Input: -10/10 V; -5/5 V; Counter: 0/5 Mhz | Analog Input: -10/10 V; -5/5 V Counter: 0/5 Mhz | [9 empty] | FALSE |  | NI USB 6211
2068 | CLAB0312_NI USB 6211 | NI USB 6211 | CLAB0312 |  | No |  |  | Y.SKOCZEK | Y.SKOCZEK | LABORATOIRE DEVELOPPEMENT / SCR / Armoire |  |  | Y.SKOCZEK | No | [14 empty] | NI USB 6211 | 186F424 | [5 empty] | 1 - Product quality and specific measurement equipment |  |  |  | Electrique | Analog Input: -10/+10 V; -5/+5 V; Counter: 0/5 Mhz | Analog Input: -10/10 V; -5/5 V Counter: 0/5 Mhz | [9 empty] | FALSE |  | NI USB 6211
2069 | CLAB0313_NI 6211 | NI 6211 | CLAB0313 |  | No |  |  | Y.SKOCZEK | Y.SKOCZEK | Armoire A-SCR-02 |  |  | Y.SKOCZEK | No | [14 empty] | 6211-194710D-03L | 158C7CE |  |  |  |  | Conform | 1 - Product quality and specific measurement equipment | 27/04/2024 00:00:00 |  |  | Electrique | Analog Input: -10/+10 V; -5/+5 V; Counter: 0/5 Mhz | Analog Input: -10/10 V; -5/5 V Counter: 0/5 Mhz | [9 empty] | FALSE |  | NI 6211 |  |  | 11/09/2018 00:00:00 |  | 1116
2070 | CLAB0314_NI CDAQ 9178 | NI CDAQ 9178 | CLAB0314 |  | No |  |  | Y.SKOCZEK | Y.SKOCZEK | LABORATOIRE DEVELOPPEMENT / COM / COM-001 (Banc jaugeage Compièg |  |  | Y.SKOCZEK | No | [14 empty] | NI CDAQ 9178 | 1484072 |  |  |  |  | No calibration status | 3 - Not affecting quality equipment |  |  |  | Electricité | Approach device | Approach device | [9 empty] | FALSE |  | NI CDAQ 9178
2071 | CLAB0315_NI 9485 | NI 9485 | CLAB0315 |  | No |  |  | Y.SKOCZEK | Y.SKOCZEK | LABORATOIRE DEVELOPPEMENT / COM / COM-001 (Banc jaugeage Compièg |  |  | Y.SKOCZEK | No | [14 empty] | NI 9485 | 149A2FD |  |  |  |  | No calibration status | 3 - Not affecting quality equipment |  |  |  | Electricité | Approach device | Approach device | [9 empty] | FALSE |  | NI 9485
2072 | CLAB0316_NI 9219 | NI 9219 | CLAB0316 |  | No |  |  | Y.SKOCZEK | Y.SKOCZEK | LABORATOIRE DEVELOPPEMENT / COM / COM-001 (Banc jaugeage Compièg |  |  | Y.SKOCZEK | No | [14 empty] | NI 9219 | 14AC0E |  |  |  |  | No calibration status | 3 - Not affecting quality equipment |  |  |  | Electricité | Approach device | Approach device | [9 empty] | FALSE |  | NI 9219
2073 | CLAB0317_NI 9485 | NI 9485 | CLAB0317 |  | No |  |  | Y.SKOCZEK | Y.SKOCZEK | LABORATOIRE DEVELOPPEMENT / COM / COM-001 (Banc jaugeage Compièg |  |  | Y.SKOCZEK | No | [14 empty] | NI 9485 | 149A2F2 |  |  |  |  | No calibration status | 3 - Not affecting quality equipment |  |  |  | Electricité | Approach device | Approach device | [9 empty] | FALSE |  | NI 9485
2074 | CLAB0318_NI 9219 | NI 9219 | CLAB0318 |  | No |  |  | Y.SKOCZEK | Y.SKOCZEK | LABORATOIRE DEVELOPPEMENT / COM / COM-001 (Banc jaugeage Compièg |  |  | Y.SKOCZEK | No | [14 empty] | NI 9219 | 14AC0E1 |  |  |  |  | No calibration status | 3 - Not affecting quality equipment |  |  |  | Electricité | Approach device | Approach device | [9 empty] | FALSE |  | NI 9219
2075 | CLAB0319_NI 9485 | NI 9485 | CLAB0319 |  | No |  |  | Y.SKOCZEK | Y.SKOCZEK | LABORATOIRE DEVELOPPEMENT / COM / COM-001 (Banc jaugeage Compièg |  |  | Y.SKOCZEK | No | [14 empty] | NI 9485 | 149A28E |  |  |  |  | No calibration status | 3 - Not affecting quality equipment |  |  |  | Electricité | Approach device | Approach device | [9 empty] | FALSE |  | NI 9485
2076 | CLAB0320_NI 9219 | NI 9219 | CLAB0320 |  | No |  |  | Y.SKOCZEK | Y.SKOCZEK | LABORATOIRE DEVELOPPEMENT / COM / COM-001 (Banc jaugeage Compièg |  |  | Y.SKOCZEK | No | [14 empty] | NI 9219 | 14AC0E3 |  |  |  |  | No calibration status | 3 - Not affecting quality equipment |  |  |  | Electricité | Approach device | Approach device | [9 empty] | FALSE |  | NI 9219
2077 | CLAB0321_NI BNC-2090 | NI BNC-2090 | CLAB0321 |  | No |  |  | Y.SKOCZEK | Y.SKOCZEK | LABORATOIRE DEVELOPPEMENT / FEP / COM-001 (Banc jaugeage Compièg |  |  | Y.SKOCZEK | No | [14 empty] | NI BNC-2090 | CFE084 |  |  |  |  | No calibration status | 3 - Not affecting quality equipment |  |  |  | Electricité | Approach device | Approach device | [9 empty] | FALSE |  | NI BNC-2090
2078 | CLAB0322_NI 9472 | NI 9472 | CLAB0322 |  | No |  |  | Y.SKOCZEK | Y.SKOCZEK | Armoire A-SCR-02 |  |  | Y.SKOCZEK | No | [14 empty] | NI 9472 | 1865523 |  |  |  |  | No calibration status | 3 - Not affecting quality equipment |  |  |  | Electricité | 0/5 MHz | Approach device | [9 empty] | FALSE |  | NI 9472
2079 | CLAB0323_NI USB 6211 | NI USB 6211 | CLAB0323 |  | No |  |  | Y.SKOCZEK | Y.SKOCZEK | Armoire A-SCR-02 |  |  | Y.SKOCZEK | No | [14 empty] | NI USB 6211 | 196A051 |  |  |  |  | Out of date | 1 - Product quality and specific measurement equipment | 25/06/2022 00:00:00 |  |  | Electrique | Analog Input: -10/+10 V; -5/+5 V; Counter: 0/5 Mhz | Analog Input: -10/10 V; -5/5 V Counter: 0/5 Mhz | [9 empty] | FALSE |  | NI USB 6211 |  |  | 25/06/2019 00:00:00 |  | 1116
2080 | CLAB0324_NI USB 6211 | NI USB 6211 | CLAB0324 |  | No |  |  | Y.SKOCZEK | Y.SKOCZEK | LABORATOIRE DEVELOPPEMENT / LAB / Julien GUEIB |  |  | Y.SKOCZEK | No | [14 empty] | NI USB 6211 | 1846A16 |  |  |  |  | Conform | 1 - Product quality and specific measurement equipment |  |  |  | Electrique | Analog Input: -10/+10 V; -5/+5 V; Counter: 0/5 Mhz | Analog Input: -10/10 V; -5/5 V Counter: 0/5 Mhz | [9 empty] | FALSE |  | NI USB 6211 |  |  | 11/09/2018 00:00:00 |  | 1116
2081 | CLAB0325_NI USB 6211 | NI USB 6211 | CLAB0325 |  | No |  |  | Y.SKOCZEK | Y.SKOCZEK | LABORATOIRE DEVELOPPEMENT / MAG / MAGASIN |  |  | Y.SKOCZEK | No | [21 empty] | 1 - Product quality and specific measurement equipment |  |  |  | Electrique | Réformé | Réformé | [9 empty] | FALSE |  | NI USB 6211
2082 | CLAB0326_NI USB 6211 | NI USB 6211 | CLAB0326 |  | No |  |  | Y.SKOCZEK | Y.SKOCZEK | LABORATOIRE DEVELOPPEMENT / LAB / PROTO BANC TEST FONCTIONNEL |  |  | Y.SKOCZEK | No | [14 empty] | NI USB 6211 | 158C7C2 |  |  |  |  | Non-conforme | 1 - Product quality and specific measurement equipment |  |  |  | Electrique | Analog Input: -10/10 V; -5/5 V; Counter: 0/5 Mhz | Analog Input: -10/10 V; -5/5 V Counter: 0/5 Mhz | [9 empty] | FALSE |  | NI USB 6211
2083 | CLAB0327_NI 9219 | NI 9219 | CLAB0327 |  | No | DAQ-Module |  | Y.SKOCZEK | Y.SKOCZEK | Armoire A-SCR-02 |  |  | Y.SKOCZEK | No | [14 empty] | 9219(A)-198848A-01L | 181AFBA |  |  |  |  | Conform | 1 - Product quality and specific measurement equipment | 02/12/2024 00:00:00 |  |  | Electricité | ±60 V; ±15 V; ±4 V; ±1 V; ±125 mV; ±25 mA; 1kOhm; 10 kOhm ±125 mV Temp | ±0,3 %RV;±0,1 %RV;±0,1 %RV;±0,1 %RV;±0,2 %RV | [6 empty] | DAQ-Module |  |  | FALSE |  | NI 9219 |  |  | 02/12/2021 00:00:00 |  | 1116
2084 | CLAB0328_NI USB 6008 | NI USB 6008 | CLAB0328 |  | No |  |  | Y.SKOCZEK | Y.SKOCZEK | LABORATOIRE DEVELOPPEMENT / LAB / Julien GUEIB |  |  | Y.SKOCZEK | No | [14 empty] | NI USB 6008 | 12B88AC |  |  |  |  | Conform | 1 - Product quality and specific measurement equipment | 04/05/2024 16:37:05 |  |  | Electrique | -10/+10 V | ±14,7 mV | [9 empty] | FALSE |  | NI USB 6008 |  |  | 21/09/2018 16:37:05 |  | 1116
2085 | CLAB0329_NI USB 9162 | NI USB 9162 | CLAB0329 |  | No |  |  | Y.SKOCZEK | Y.SKOCZEK | LABORATOIRE DEVELOPPEMENT / LAB / MAGASIN\ DEV USB 1 |  |  | Y.SKOCZEK | No | [14 empty] | NI USB 9162 | 15971CC |  |  |  |  | No calibration status | 3 - Not affecting quality equipment |  |  |  | Electrique | Approach device | Approach device | [9 empty] | FALSE |  | NI USB 9162
2086 | CLAB0330_NI 9211 | NI 9211 | CLAB0330 |  | No |  |  | Y.SKOCZEK | Y.SKOCZEK | LABORATOIRE DEVELOPPEMENT / SCR / PPM-SCR-12 |  |  | Y.SKOCZEK | No | [14 empty] | NI 9211 | E01FE4 |  |  |  |  | Non-conforme | 1 - Product quality and specific measurement equipment |  |  |  | Electricité | -80/+80 mV | ±0,06 %RV | [9 empty] | FALSE |  | NI 9211
2087 | CLAB0331_NI USB 9162 | NI USB 9162 | CLAB0331 |  | No |  |  | Y.SKOCZEK | Y.SKOCZEK | LABORATOIRE DEVELOPPEMENT / LAB / Dev-usb 2,1 |  |  | Y.SKOCZEK | No | [14 empty] | NI USB 9162 | 157C10F |  |  |  |  | No calibration status | 3 - Not affecting quality equipment |  |  |  | Electrique | Approach device | Approach device | [9 empty] | FALSE |  | NI USB 9162
2088 | CLAB0333_NI USB 6008 | NI USB 6008 | CLAB0333 |  | No |  |  | Y.SKOCZEK | Y.SKOCZEK | LABORATOIRE DEVELOPPEMENT / LAB / Julien GUEIB |  |  | Y.SKOCZEK | No | [14 empty] | NI USB 6008 | 1183EA8 |  |  |  |  | Conform | 1 - Product quality and specific measurement equipment | 04/05/2024 00:00:00 |  |  | Electrique | -10/+10 V | ±14,7 mV | [9 empty] | FALSE |  | NI USB 6008 |  |  | 21/09/2018 00:00:00 |  | 1116
2089 | CLAB0334_NI CDAQ 9178 | NI CDAQ 9178 | CLAB0334 |  | No |  |  | Y.SKOCZEK | Y.SKOCZEK | LABORATOIRE DEVELOPPEMENT / SCR / PPM-SCR-27 |  |  | Y.SKOCZEK | No | [14 empty] | NI CDAQ 9178 | 189F971 |  |  |  |  | No calibration status | 3 - Not affecting quality equipment |  |  |  | Electricité | 0/5 MHz | ±50 ppm RV | [9 empty] | FALSE |  | NI CDAQ 9178
2090 | CLAB0335_NI 9211 | NI 9211 | CLAB0335 |  | No | DAQ-Module |  | Y.SKOCZEK | Y.SKOCZEK | Armoire A-SCR-02 |  |  | Y.SKOCZEK | No | [14 empty] | NI9211 | 1808C0B |  |  |  |  | Conform | 1 - Product quality and specific measurement equipment | 25/05/2024 00:00:00 |  |  | Electricité | -80/+80 mV | ±0,06 %RV | [6 empty] | DAQ-Module |  |  | FALSE |  | NI 9211 |  |  | 25/05/2021 00:00:00 |  | 1116
2091 | CLAB0336_NI 9211 | NI 9211 | CLAB0336 |  | No | DAQ-Module |  | Y.SKOCZEK | Y.SKOCZEK | Armoire A-SCR-02 |  |  | Y.SKOCZEK | No | [14 empty] | NI9211 | 1894EB3 |  |  |  |  | Conform | 1 - Product quality and specific measurement equipment | 25/05/2024 00:00:00 |  |  | Electricité | -80/+80 mV | ±0,06 %RV | [6 empty] | DAQ-Module |  |  | FALSE |  | NI 9211 |  |  | 25/05/2021 00:00:00 |  | 1116
2092 | CLAB0337_NI 9215 | NI 9215 | CLAB0337 |  | No | DAQ-Module |  | Y.SKOCZEK | Y.SKOCZEK | Armoire A-SCR-02 |  |  | Y.SKOCZEK | No | [14 empty] | 9215(A) | 1418954 |  |  |  |  | Conform | 1 - Product quality and specific measurement equipment | 14/01/2024 00:00:00 |  |  | Electricité | -10/+10 V | ±0,2 %RV | [6 empty] | DAQ-Module |  |  | FALSE |  | NI 9215 |  |  | 14/01/2021 00:00:00 |  | 1116
2093 | CLAB0338_NI USB 9162 | NI USB 9162 | CLAB0338 |  | No |  |  | Y.SKOCZEK | Y.SKOCZEK | LABORATOIRE DEVELOPPEMENT / LAB / Magasin |  |  | Y.SKOCZEK | No | [14 empty] | NI USB 9162 | 157C216 |  |  |  |  | No calibration status | 3 - Not affecting quality equipment |  |  |  | Electrique | Approach device | Approach device | [9 empty] | FALSE |  | NI USB 9162
2094 | CLAB0340_NI 6211 | NI 6211 | CLAB0340 |  | No |  |  | Y.SKOCZEK | Y.SKOCZEK | Armoire A-SCR-02 |  |  | Y.SKOCZEK | No | [14 empty] | 6211-194710E-03L | 191CCB0 |  |  |  |  | Conform | 1 - Product quality and specific measurement equipment | 19/11/2024 00:00:00 |  |  | Electrique | Analog Input: -10/10 V; -5/5 V; Counter: 0/5 Mhz | Analog Input: -10/10 V; -5/5 V Counter: 0/5 Mhz | [9 empty] | FALSE |  | NI 6211 |  |  | 19/11/2021 00:00:00 |  | 1116
2095 | CLAB0341_NI USB 6008 | NI USB 6008 | CLAB0341 |  | No |  |  | Y.SKOCZEK | Y.SKOCZEK | LABORATOIRE DEVELOPPEMENT / LAB / MAG-003 |  |  | Y.SKOCZEK | No | [14 empty] | NI USB 6008 | 14040C2 |  |  |  |  | No calibration status | 3 - Not affecting quality equipment |  |  |  | Electrique | -10/+10 V | ±14,7 mV | [9 empty] | FALSE |  | NI USB 6008
2096 | CLAB0342_NI 9211 | NI 9211 | CLAB0342 |  | No |  |  | Y.SKOCZEK | Y.SKOCZEK | LABORATOIRE DEVELOPPEMENT / SCR / PPM-SCR-13 |  |  | Y.SKOCZEK | No | [14 empty] | NI 9211 | E01FDC |  |  |  |  | No calibration status | 3 - Not affecting quality equipment |  |  |  | Electricité | -80/+80 mV | ±0,06 %RV | [9 empty] | FALSE |  | NI 9211
2097 | CLAB0343_NI USB 9162 | NI USB 9162 | CLAB0343 |  | No |  |  | Y.SKOCZEK | Y.SKOCZEK | LABORATOIRE DEVELOPPEMENT / LAB / Magasin |  |  | Y.SKOCZEK | No | [14 empty] | NI USB 9162 | 151FDAE |  |  |  |  | No calibration status | 3 - Not affecting quality equipment |  |  |  | Electrique | Approach device | Approach device | [9 empty] | FALSE |  | NI USB 9162
2098 | CLAB0344_NI CDAQ 9178 | NI CDAQ 9178 | CLAB0344 |  | No |  |  | Y.SKOCZEK | Y.SKOCZEK | LABORATOIRE DEVELOPPEMENT / SCR / PPx-SCR-xx |  |  | Y.SKOCZEK | No | [14 empty] | NI CDAQ 9178 | 12A6246 |  |  |  |  | No calibration status | 3 - Not affecting quality equipment |  |  |  | Electricité | 0/5 MHz | ±50 ppm RV | [9 empty] | FALSE |  | NI CDAQ 9178
2099 | CLAB0345_NI 9211 | NI 9211 | CLAB0345 |  | No |  |  | Y.SKOCZEK | Y.SKOCZEK | LABORATOIRE DEVELOPPEMENT / SCR / PPM-SCR-15 |  |  | Y.SKOCZEK | No | [14 empty] | NI 9211 | 17775B9 |  |  |  |  | Non-conforme | 1 - Product quality and specific measurement equipment |  |  |  | Electricité | -80/+80 mV | ±0,06 %RV | [9 empty] | FALSE |  | NI 9211
2100 | CLAB0346_NI 9203 | NI 9203 | CLAB0346 |  | No |  |  | J.GUEIB | J.GUEIB | LABORATOIRE DEVELOPPEMENT / MAG / Moyen |  |  | J.GUEIB | No | [14 empty] | NI 9203 | 1AE806B |  |  |  |  | No calibration status | 3 - Not affecting quality equipment |  |  |  | Electricité | Approach device | Approach device | [9 empty] | FALSE |  | NI 9203
2101 | CLAB0347_NI 9211 | NI 9211 | CLAB0347 |  | No | DAQ-Module |  | Y.SKOCZEK | Y.SKOCZEK | Armoire A-SCR-02 |  |  | Y.SKOCZEK | No | [14 empty] | NI9211 | 1B35375 |  |  |  |  | Non-conforme | 1 - Product quality and specific measurement equipment |  |  |  | Electricité | -80/+80 mV | ±0,06 %RV | [6 empty] | DAQ-Module |  |  | FALSE |  | NI 9211
2102 | CLAB0348_NI 9211 | NI 9211 | CLAB0348 |  | No |  |  | Y.SKOCZEK | Y.SKOCZEK | LABORATOIRE DEVELOPPEMENT / SCR / PPM-SCR-11 |  |  | Y.SKOCZEK | No | [14 empty] | NI 9211 | 1B8864D |  |  |  |  | No calibration status | 3 - Not affecting quality equipment |  |  |  | Electricité | -80/+80 mV | ±0,06 %RV | [9 empty] | FALSE |  | NI 9211
2103 | CLAB0349_NI 9211 | NI 9211 | CLAB0349 |  | No | DAQ-Module |  | Y.SKOCZEK | Y.SKOCZEK | Armoire A-SCR-02 |  |  | Y.SKOCZEK | No | [14 empty] | 9211-V1(A)-198864D-01L | 1B3537A |  |  |  |  | Conform | 1 - Product quality and specific measurement equipment | 22/04/2025 00:00:00 |  |  | Electricité | -80/+80 mV | ±0,06 %RV | [6 empty] | DAQ-Module |  |  | FALSE |  | NI 9211 |  |  | 22/04/2022 00:00:00 |  | 1116
2104 | CLAB0350_NI 9211 | NI 9211 | CLAB0350 |  | No | DAQ-Module |  | Y.SKOCZEK | Y.SKOCZEK | Armoire A-SCR-02 |  |  | Y.SKOCZEK | No | [14 empty] | NI9211 | 1B353CD |  |  |  |  | Conform | 1 - Product quality and specific measurement equipment | 21/07/2024 00:00:00 |  |  | Electricité | -80/+80 mV | ±0,06 %RV | [6 empty] | DAQ-Module |  |  | FALSE |  | NI 9211 |  |  | 21/07/2021 00:00:00 |  | 1116
2105 | CLAB0351_NI 9211 | NI 9211 | CLAB0351 |  | No | DAQ-Module |  | Y.SKOCZEK | Y.SKOCZEK | Armoire A-SCR-02 |  |  | Y.SKOCZEK | No | [14 empty] | NI9211 | 1B3536E |  |  |  |  | Non-conforme | 1 - Product quality and specific measurement equipment |  |  |  | Electricité | -80/+80 mV | ±0,06 %RV | [6 empty] | DAQ-Module |  |  | FALSE |  | NI 9211
2106 | CLAB0352_NI 9211 | NI 9211 | CLAB0352 |  | No |  |  | Y.SKOCZEK | Y.SKOCZEK | LABORATOIRE DEVELOPPEMENT / SCR / PPM 8: GEN 2 |  |  | Y.SKOCZEK | No | [14 empty] | NI 9211 | 1B31586 |  |  |  |  | No calibration status | 3 - Not affecting quality equipment |  |  |  | Electricité | Approach device | Approach device | [9 empty] | FALSE |  | NI 9211
2107 | CLAB0353_NI 9211 | NI 9211 | CLAB0353 |  | No | DAQ-Module |  | Y.SKOCZEK | Y.SKOCZEK | Armoire A-SCR-02 |  |  | Y.SKOCZEK | No | [14 empty] | NI9211 | 1B353CC |  |  |  |  | Conform | 1 - Product quality and specific measurement equipment | 04/07/2025 00:00:00 |  |  | Electricité | -80/+80 mV | ±0,06 %RV | [6 empty] | DAQ-Module |  |  | FALSE |  | NI 9211 |  |  | 04/07/2022 00:00:00 |  | 1116
2108 | CLAB0354_NI 9211 | NI 9211 | CLAB0354 |  | No | DAQ-Module |  | Y.SKOCZEK | Y.SKOCZEK | Armoire A-SCR-02 |  |  | Y.SKOCZEK | No | [14 empty] | 9211-V1(A)-198864D-01L | 1B353C1 |  |  |  |  | Out of date | 1 - Product quality and specific measurement equipment | 25/06/2022 00:00:00 |  |  | Electricité | -80/+80 mV | ±0,06 %RV | [6 empty] | DAQ-Module |  |  | FALSE |  | NI 9211 |  |  | 25/06/2019 00:00:00 |  | 1116
2109 | CLAB0355_NI 9211 | NI 9211 | CLAB0355 |  | No | DAQ-Module |  | Y.SKOCZEK | Y.SKOCZEK | Armoire A-SCR-02 |  |  | Y.SKOCZEK | No | [14 empty] | NI9211 | 1B35374 |  |  |  |  | Conform | 1 - Product quality and specific measurement equipment | 04/07/2025 00:00:00 |  |  | Electricité | -80/+80 mV | ±0,06 %RV | [6 empty] | DAQ-Module |  |  | FALSE |  | NI 9211 |  |  | 04/07/2022 00:00:00 |  | 1116
2110 | CLAB0356_NI 9211 | NI 9211 | CLAB0356 |  | No | DAQ-Module |  | Y.SKOCZEK | Y.SKOCZEK | Armoire A-SCR-02 |  |  | Y.SKOCZEK | No | [14 empty] | NI9211 | 1B353BE |  |  |  |  | Non-conforme | 1 - Product quality and specific measurement equipment |  |  |  | Electricité | -80/+80 mV | ±0,06 %RV | [6 empty] | DAQ-Module |  |  | FALSE |  | NI 9211
2111 | CLAB0357_NI 9211 | NI 9211 | CLAB0357 |  | No |  |  | Y.SKOCZEK | Y.SKOCZEK | LABORATOIRE DEVELOPPEMENT / LAB / Magasin |  |  | Y.SKOCZEK | No | [14 empty] | NI 9211 | 1B353C2 |  |  |  |  | No calibration status | 3 - Not affecting quality equipment |  |  |  | Electricité | -80/+80 mV | ±0,06 %RV | [9 empty] | FALSE |  | NI 9211
2112 | CLAB0358_NI 9211 | NI 9211 | CLAB0358 |  | No |  |  | Y.SKOCZEK | Y.SKOCZEK | Armoire A-SCR-02 |  |  | Y.SKOCZEK | No | [14 empty] | 9211-V1(A)-198864D-01L | 1B35379 |  |  |  |  | Conform | 1 - Product quality and specific measurement equipment | 04/07/2025 00:00:00 |  |  | Electricité | -80/+80 mV | ±0,06 %RV | [9 empty] | FALSE |  | NI 9211 |  |  | 04/07/2022 00:00:00 |  | 1116
2113 | CLAB0359_NI 9215 | NI 9215 | CLAB0359 |  | No | DAQ-Module |  | Y.SKOCZEK | Y.SKOCZEK | LABORATOIRE DEVELOPPEMENT / SCR / PPM-SCR-14 |  |  | Y.SKOCZEK | No | [14 empty] | 9215(A) | 1B07018 |  |  |  |  | Non-conforme | 1 - Product quality and specific measurement equipment |  |  |  | Electricité | -10/+10 V | ±0,2 %RV | [6 empty] | DAQ-Module |  |  | FALSE |  | NI 9215
2114 | CLAB0360_NI 9211 | NI 9211 | CLAB0360 |  | No |  |  | Y.SKOCZEK | Y.SKOCZEK | LABORATOIRE DEVELOPPEMENT / SCR / PPS-SCR-03 |  |  | Y.SKOCZEK | No | [14 empty] | NI 9211 | 1B06FDB |  |  |  |  | Non-conforme | 1 - Product quality and specific measurement equipment |  |  |  | Electricité | -10/+10 V | ±0,2 %RV | [9 empty] | FALSE |  | NI 9211
2115 | CLAB0361_NI 9215 | NI 9215 | CLAB0361 |  | No | DAQ-Module |  | Y.SKOCZEK | Y.SKOCZEK | Armoire A-SCR-02 |  |  | Y.SKOCZEK | No | [14 empty] | 9215(A) | 1B06FDA |  |  |  |  | Conform | 1 - Product quality and specific measurement equipment | 04/07/2025 00:00:00 |  |  | Electricité | -10/+10 V | ±0,2 %RV | [6 empty] | DAQ-Module |  |  | FALSE |  | NI 9215 |  |  | 04/07/2022 00:00:00 |  | 1116
2116 | CLAB0362_NI 9215 | NI 9215 | CLAB0362 |  | No | DAQ-Module |  | Y.SKOCZEK | Y.SKOCZEK | LABORATOIRE DEVELOPPEMENT / SCR / PPS-SCR-08 |  |  | Y.SKOCZEK | No | [14 empty] | 9215(A) | 1B13EEF |  |  |  |  | Non-conforme | 1 - Product quality and specific measurement equipment |  |  |  | Electricité | -10/+10 V | ±0,2 %RV | [6 empty] | DAQ-Module |  |  | FALSE |  | NI 9215
2117 | CLAB0363_NI 9215 | NI 9215 | CLAB0363 |  | No | DAQ-Module |  | SKOCZEK Yoann | SKOCZEK Yoann | Armoire A-SCR-02 |  |  | SKOCZEK Yoann | No | [14 empty] | 9215A(A)-198860A-01L | 1B13ECC |  |  |  |  | Out of date | 1 - Product quality and specific measurement equipment | 29/08/2022 00:00:00 |  |  | Electricité | -10/+10 V | ±0,2 %RV | [6 empty] | DAQ-Module |  |  | FALSE |  | NI 9215 |  |  | 29/08/2019 00:00:00 |  | 1116
2118 | CLAB0364_NI 9215 | NI 9215 | CLAB0364 |  | No | DAQ-Module |  | Y.SKOCZEK | Y.SKOCZEK | Armoire A-SCR-02 |  |  | Y.SKOCZEK | No | [14 empty] | 9215(A) | 1B13ECE |  |  |  |  | Non-conforme | 1 - Product quality and specific measurement equipment |  |  |  | Electricité | -10/+10 V | ±0,2 %RV | [6 empty] | DAQ-Module |  |  | FALSE |  | NI 9215
2119 | CLAB0365_NI 9215 | NI 9215 | CLAB0365 |  | No | DAQ-Module |  | Y.SKOCZEK | Y.SKOCZEK | Armoire A-SCR-02 |  |  | Y.SKOCZEK | No | [14 empty] | 9215(A) | 1B06FE5 |  |  |  |  | Conform | 1 - Product quality and specific measurement equipment | 04/07/2025 00:00:00 |  |  | Electricité | -10/+10 V | ±0,2 %RV | [6 empty] | DAQ-Module |  |  | FALSE |  | NI 9215 |  |  | 04/07/2022 00:00:00 |  | 1116
2120 | CLAB0366_NI 9215 | NI 9215 | CLAB0366 |  | No | DAQ-Module |  | Y.SKOCZEK | Y.SKOCZEK | LABORATOIRE DEVELOPPEMENT / SCR / PPM-SCR-08 |  |  | Y.SKOCZEK | No | [14 empty] | 9215(A) | 1B13ED3 |  |  |  |  | Non-conforme | 1 - Product quality and specific measurement equipment |  |  |  | Electricité | -10/+10 V | ±0,2 %RV | [6 empty] | DAQ-Module |  |  | FALSE |  | NI 9215
2121 | CLAB0367_NI 9215 | NI 9215 | CLAB0367 |  | No | DAQ-Module |  | Y.SKOCZEK | Y.SKOCZEK | LABORATOIRE DEVELOPPEMENT / SCR / PPM-SCR-10 |  |  | Y.SKOCZEK | No | [14 empty] | 9215(A) | 1B07019 |  |  |  |  | Conform | 1 - Product quality and specific measurement equipment | 19/07/2024 00:00:00 |  |  | Electricité | -10/+10 V | ±0,2 %RV | [6 empty] | DAQ-Module |  |  | FALSE |  | NI 9215 |  |  | 19/07/2021 00:00:00 |  | 1116
2122 | CLAB0368_NI 9215 | NI 9215 | CLAB0368 |  | No | DAQ-Module |  | Y.SKOCZEK | Y.SKOCZEK | LABORATOIRE DEVELOPPEMENT / SCR / PPM-SCR-20 |  |  | Y.SKOCZEK | No | [14 empty] | 9215(A) | 1B13ED8 |  |  |  |  | Conforme | 1 - Product quality and specific measurement equipment |  |  |  | Electricité | -10/+10 V | ±0,2 %RV | [6 empty] | DAQ-Module |  |  | FALSE |  | NI 9215
2123 | CLAB0369_NI 9215 | NI 9215 | CLAB0369 |  | No | DAQ-Module |  | Y.SKOCZEK | Y.SKOCZEK | LABORATOIRE DEVELOPPEMENT / SCR / PPM-SCR-29 |  |  | Y.SKOCZEK | No | [14 empty] | 9215(A) | 1B06FF9 |  |  |  |  | Non-conforme | 1 - Product quality and specific measurement equipment |  |  |  | Electricité | -10/+10 V | ±0,2 %RV | [6 empty] | DAQ-Module |  |  | FALSE |  | NI 9215
2124 | CLAB0370_NI 9215 | NI 9215 | CLAB0370 |  | No | DAQ-Module |  | SKOCZEK Yoann | SKOCZEK Yoann | Armoire A-SCR-02 |  |  | SKOCZEK Yoann | No | [14 empty] | 9215A(A)-198860A-01L | 1B06FD7 |  |  |  |  | Conform | 1 - Product quality and specific measurement equipment | 06/10/2024 00:00:00 |  |  | Electricité | -10/+10 V | ±0,2 %RV | [6 empty] | DAQ-Module |  |  | FALSE |  | NI 9215 |  |  | 06/10/2021 00:00:00 |  | 1116
2125 | CLAB0371_NI PCIe 6612 | NI PCIe 6612 | CLAB0371 |  | No |  |  | Y.SKOCZEK | Y.SKOCZEK | LABORATOIRE DEVELOPPEMENT / LAB / PVC 4 |  |  | Y.SKOCZEK | No | [14 empty] | NI PCIe 6612 | HC3140120 |  |  |  |  | No calibration status | 3 - Not affecting quality equipment |  |  |  | Electricité | Approach device | Approach device | [9 empty] | FALSE |  | NI PCIe 6612
2126 | CLAB0372_NI PCIe 6612 | NI PCIe 6612 | CLAB0372 |  | No |  |  | Y.SKOCZEK | Y.SKOCZEK | LABORATOIRE DEVELOPPEMENT / LAB / Magasin |  |  | Y.SKOCZEK | No | [14 empty] | NI PCIe 6612 | HC3140098 |  |  |  |  | No calibration status | 3 - Not affecting quality equipment |  |  |  | Electricité | Approach device | Approach device | [9 empty] | FALSE |  | NI PCIe 6612
2127 | CLAB0373_NI PCIe 6612 | NI PCIe 6612 | CLAB0373 |  | No |  |  | Y.SKOCZEK | Y.SKOCZEK | LABORATOIRE DEVELOPPEMENT / LAB / PVC 3 |  |  | Y.SKOCZEK | No | [14 empty] | NI PCIe 6612 | HC3140118 |  |  |  |  | No calibration status | 3 - Not affecting quality equipment |  |  |  | Electricité | Approach device | Approach device | [9 empty] | FALSE |  | NI PCIe 6612
2128 | CLAB0374_NI PCIe 6612 | NI PCIe 6612 | CLAB0374 |  | No |  |  | Y.SKOCZEK | Y.SKOCZEK | LABORATOIRE DEVELOPPEMENT / LAB / PVC 5 |  |  | Y.SKOCZEK | No | [14 empty] | NI PCIe 6612 | HC3140117 |  |  |  |  | No calibration status | 3 - Not affecting quality equipment |  |  |  | Electricité | Approach device | Approach device | [9 empty] | FALSE |  | NI PCIe 6612
2129 | CLAB0375_NI PCIe 6612 | NI PCIe 6612 | CLAB0375 |  | No |  |  | Y.SKOCZEK | Y.SKOCZEK | LABORATOIRE DEVELOPPEMENT / LAB / PVC 6 |  |  | Y.SKOCZEK | No | [14 empty] | NI PCIe 6612 | HC3140122 |  |  |  |  | No calibration status | 3 - Not affecting quality equipment |  |  |  | Electricité | Approach device | Approach device | [9 empty] | FALSE |  | NI PCIe 6612
2130 | CLAB0376_NI PCIe 6612 | NI PCIe 6612 | CLAB0376 |  | No |  |  | Y.SKOCZEK | Y.SKOCZEK | LABORATOIRE DEVELOPPEMENT / LAB / Magasin |  |  | Y.SKOCZEK | No | [14 empty] | NI PCIe 6612 | HC3140121 |  |  |  |  | No calibration status | 3 - Not affecting quality equipment |  |  |  | Electricité | Approach device | Approach device | [9 empty] | FALSE |  | NI PCIe 6612
2131 | CLAB0377_NI CDAQ 9178 | NI CDAQ 9178 | CLAB0377 |  | No |  |  | Y.SKOCZEK | Y.SKOCZEK | LABORATOIRE DEVELOPPEMENT / MAG / magasin |  |  | Y.SKOCZEK | No | [14 empty] | NI CDAQ 9178 | 1B46817 |  |  |  |  | No calibration status | 3 - Not affecting quality equipment |  |  |  | Electricité | Approach device | Approach device | [9 empty] | FALSE |  | NI CDAQ 9178
2132 | CLAB0378_NI CDAQ 9178 | NI CDAQ 9178 | CLAB0378 |  | No |  |  | Y.SKOCZEK | Y.SKOCZEK | LABORATOIRE DEVELOPPEMENT / SCR / PVC-SCR-05 |  |  | Y.SKOCZEK | No | [14 empty] | NI CDAQ 9178 | 1B467E9 |  |  |  |  | No calibration status | 3 - Not affecting quality equipment |  |  |  | Electricité | 0/5 MHz | Approach device | [9 empty] | FALSE |  | NI CDAQ 9178
2133 | CLAB0379_NI CDAQ 9178 | NI CDAQ 9178 | CLAB0379 |  | No |  |  | Y.SKOCZEK | Y.SKOCZEK | LABORATOIRE DEVELOPPEMENT / SCR / PPx-SCR-xx |  |  | Y.SKOCZEK | No | [14 empty] | NI CDAQ 9178 | 1B46803 |  |  |  |  | No calibration status | 3 - Not affecting quality equipment |  |  |  | Electricité | 0/5 MHz | Approach device | [9 empty] | FALSE |  | NI CDAQ 9178
2134 | CLAB0380_NI CDAQ 9178 | NI CDAQ 9178 | CLAB0380 |  | No |  |  | Y.SKOCZEK | Y.SKOCZEK | LABORATOIRE DEVELOPPEMENT / MAG / magasin |  |  | Y.SKOCZEK | No | [14 empty] | NI CDAQ 9178 | 1B46836 |  |  |  |  | No calibration status | 3 - Not affecting quality equipment |  |  |  | Electricité | Approach device | Approach device | [9 empty] | FALSE |  | NI CDAQ 9178
2135 | CLAB0381_NI CDAQ 9178 | NI CDAQ 9178 | CLAB0381 |  | No |  |  | Y.SKOCZEK | Y.SKOCZEK | LABORATOIRE DEVELOPPEMENT / MAG / MAGASIN |  |  | Y.SKOCZEK | No | [14 empty] | NI CDAQ 9178 | 1B46843 |  |  |  |  | No calibration status | 3 - Not affecting quality equipment |  |  |  | Electricité | Approach device | Approach device | [9 empty] | FALSE |  | NI CDAQ 9178
2136 | CLAB0382_NI CDAQ 9178 | NI CDAQ 9178 | CLAB0382 |  | No |  |  | Y.SKOCZEK | Y.SKOCZEK | LABORATOIRE DEVELOPPEMENT / SCR / PPx-SCR-xx |  |  | Y.SKOCZEK | No | [14 empty] | NI CDAQ 9178 | 1B467CF |  |  |  |  | No calibration status | 3 - Not affecting quality equipment |  |  |  | Electricité | 0/5 MHz | Approach device | [9 empty] | FALSE |  | NI CDAQ 9178
2137 | CLAB0383_NI 9203 | NI 9203 | CLAB0383 |  | No |  |  | Y.SKOCZEK | Y.SKOCZEK | Armoire A-SCR-02 |  |  | Y.SKOCZEK | No | [14 empty] | NI 9203 | 1B727B4 |  |  |  |  | Conform | 1 - Product quality and specific measurement equipment | 20/07/2024 00:00:00 |  |  | Electricité | 4/20 mA | ±0,18 %RV | [9 empty] | FALSE |  | NI 9203 |  |  | 20/07/2021 00:00:00 |  | 1116
2138 | CLAB0384_NI 9203 | NI 9203 | CLAB0384 |  | No |  |  | Y.SKOCZEK | Y.SKOCZEK | Armoire A-SCR-02 |  |  | Y.SKOCZEK | No | [14 empty] | 9203-V1(A)-198861A-01L | 1B726E9 |  |  |  |  | Conform | 1 - Product quality and specific measurement equipment | 29/12/2023 00:00:00 |  |  | Electricité | 4/20 mA | ±0,18 %RV | [9 empty] | FALSE |  | NI 9203 |  |  | 29/12/2020 00:00:00 |  | 1116
2139 | CLAB0385_NI 9472 | NI 9472 | CLAB0385 |  | No |  |  | Y.SKOCZEK | Y.SKOCZEK | Armoire A-SCR-02 |  |  | Y.SKOCZEK | No | [14 empty] | NI 9472 | 1B6FD99 |  |  |  |  | No calibration status | 3 - Not affecting quality equipment |  |  |  | Electricité | ( | Approach device | [9 empty] | FALSE |  | NI 9472
2140 | CLAB0386_NI 9472 | NI 9472 | CLAB0386 |  | No | DAQ-Module |  | Y.SKOCZEK | Y.SKOCZEK | Armoire A-SCR-02 |  |  | Y.SKOCZEK | No | [14 empty] | 9472-V1(A)-199364B-01L | 1B6FD94 |  |  |  |  | No calibration status | 3 - Not affecting quality equipment |  |  |  | Electricité | ( | Approach device | [6 empty] | DAQ-Module |  |  | FALSE |  | NI 9472
2141 | CLAB0387_NI 9472 | NI 9472 | CLAB0387 |  | No |  |  | Y.SKOCZEK | Y.SKOCZEK | Armoire A-SCR-02 |  |  | Y.SKOCZEK | No | [14 empty] | NI 9472 | 1B6FD96 |  |  |  |  | No calibration status | 3 - Not affecting quality equipment |  |  |  | Electricité | ( | Approach device | [9 empty] | FALSE |  | NI 9472
2142 | CLAB0388_NI 9472 | NI 9472 | CLAB0388 |  | No |  |  | Y.SKOCZEK | Y.SKOCZEK | Armoire A-SCR-02 |  |  | Y.SKOCZEK | No | [14 empty] | NI 9472 | 1B6FD95 | [5 empty] | 3 - Not affecting quality equipment |  |  |  | Electricité | ( | Approach device | [9 empty] | FALSE |  | NI 9472
2143 | CLAB0389_NI 9472 | NI 9472 | CLAB0389 |  | No |  |  | Y.SKOCZEK | Y.SKOCZEK | Armoire A-SCR-02 |  |  | Y.SKOCZEK | No | [14 empty] | NI 9472 | 1B6FD8B |  |  |  |  | No calibration status | 3 - Not affecting quality equipment |  |  |  | Electricité | ( | Approach device | [9 empty] | FALSE |  | NI 9472
2144 | CLAB0390_NI 9472 | NI 9472 | CLAB0390 |  | No |  |  | Y.SKOCZEK | Y.SKOCZEK | Armoire A-SCR-02 |  |  | Y.SKOCZEK | No | [14 empty] | NI 9472 | 1B6FD89 |  |  |  |  | No calibration status | 3 - Not affecting quality equipment |  |  |  | Electricité | ( | Approach device | [9 empty] | FALSE |  | NI 9472
2145 | CLAB0391_NI 9215 [with BNC] | NI 9215 [with BNC] | CLAB0391 |  | No | DAQ-Module |  | Y.SKOCZEK | Y.SKOCZEK | LABORATOIRE DEVELOPPEMENT / MAG / ARMOIRE |  |  | Y.SKOCZEK | No | [14 empty] | 9215 w/BNC | 1B82237 |  |  |  |  | No calibration status | 3 - Not affecting quality equipment |  |  |  | Electricité | -10/+10 V | ±0,2 %RV | [6 empty] | DAQ-Module |  |  | FALSE |  | NI 9215 [with BNC]
2146 | CLAB0392_NI 9215 [with BNC] | NI 9215 [with BNC] | CLAB0392 |  | No | DAQ-Module |  | F. TETAUD | F. TETAUD | MECATRONIQUE / CAL / Armoire |  |  | F. TETAUD | No | [14 empty] | 9215 w/BNC | 1B8223B |  |  |  |  | Conform | 1 - Product quality and specific measurement equipment | 24/02/2024 00:00:00 |  |  | Electricité | -10/+10 V | ±0,2 %RV | [6 empty] | DAQ-Module |  |  | FALSE |  | NI 9215 [with BNC] |  |  | 24/02/2021 00:00:00 |  | 1116
2147 | CLAB0393_NI USB 6211 | NI USB 6211 | CLAB0393 |  | No |  |  | Y.SKOCZEK | Y.SKOCZEK | LABORATOIRE DEVELOPPEMENT / LAB / P. GAUDEMER |  |  | Y.SKOCZEK | No | [14 empty] | NI USB 6211 | 1849C8F |  |  |  |  | Conform | 1 - Product quality and specific measurement equipment | 06/10/2024 00:00:00 |  |  | Electrique | Analog Input: -10/10 V; -5/5 V; Counter: 0/5 Mhz | Analog Input: -10/10 V; -5/5 V Counter: 0/5 Mhz | [9 empty] | FALSE |  | NI USB 6211 |  |  | 06/10/2021 00:00:00 |  | 1116
2148 | CLAB0394_NI USB 6211 | NI USB 6211 | CLAB0394 |  | No |  |  | Y.SKOCZEK | Y.SKOCZEK | Armoire A-SCR-02 |  |  | Y.SKOCZEK | No | [14 empty] | NI USB 6211 | 1B78A5E |  |  |  |  | Conform | 1 - Product quality and specific measurement equipment | 15/12/2024 00:00:00 |  |  | Electrique | Analog Input: -10/10 V; -5/5 V; Counter: 0/5 Mhz | Analog Input: -10/10 V; -5/5 V Counter: 0/5 Mhz | [9 empty] | FALSE |  | NI USB 6211 |  |  | 15/12/2021 00:00:00 |  | 1116
2149 | CLAB0395_NI USB 6211 | NI USB 6211 | CLAB0395 |  | No |  |  | Y.SKOCZEK | Y.SKOCZEK | LABORATOIRE DEVELOPPEMENT / MET / MET014 (Burst Laval) |  |  | Y.SKOCZEK | No | [14 empty] | NI USB 6211 | 1B78A06 |  |  |  |  | No calibration status | 3 - Not affecting quality equipment |  |  |  | Electrique | Analog Input: -10/10 V; -5/5 V; Counter: 0/5 Mhz | Analog Input: -10/10 V; -5/5 V Counter: 0/5 Mhz | [9 empty] | FALSE |  | NI USB 6211
2150 | CLAB0396_NI USB 6211 | NI USB 6211 | CLAB0396 |  | No |  |  | Y.SKOCZEK | Y.SKOCZEK | Armoire A-SCR-02 |  |  | Y.SKOCZEK | No | [14 empty] | NI USB 6211 | 1B82E73 | [5 empty] | 1 - Product quality and specific measurement equipment |  |  |  | Electrique | Analog Input: -10/10 V; -5/5 V; Counter: 0/5 Mhz | Analog Input: -10/10 V; -5/5 V Counter: 0/5 Mhz | [9 empty] | FALSE |  | NI USB 6211
2151 | CLAB0397_NI USB 6211 | NI USB 6211 | CLAB0397 |  | No |  |  | Y.SKOCZEK | Y.SKOCZEK | LABORATOIRE DEVELOPPEMENT / LAB / B. Gazaud |  |  | Y.SKOCZEK | No | [14 empty] | NI USB 6211 | 1B82E72 |  |  |  |  | Non-conforme | 1 - Product quality and specific measurement equipment |  |  |  | Electrique | Analog Input: -10/10 V; -5/5 V; Counter: 0/5 Mhz | Analog Input: -10/10 V; -5/5 V Counter: 0/5 Mhz | [9 empty] | FALSE |  | NI USB 6211
2152 | CLAB0398_NI USB 6211 | NI USB 6211 | CLAB0398 |  | No |  |  | Y.SKOCZEK | Y.SKOCZEK | Armoire A-SCR-02 |  |  | Y.SKOCZEK | No | [14 empty] | NI USB 6211 | 1B82ECA |  |  |  |  | Conform | 1 - Product quality and specific measurement equipment | 05/08/2023 00:00:00 |  |  | Electrique | Analog Input: -10/10 V; -5/5 V; Counter: 0/5 Mhz | Analog Input: -10/10 V; -5/5 V Counter: 0/5 Mhz | [9 empty] | FALSE |  | NI USB 6211 |  |  | 05/08/2020 00:00:00 |  | 1116
2153 | CLAB0399_NI 9211 | NI 9211 | CLAB0399 |  | No | DAQ-Module |  | Y.SKOCZEK | Y.SKOCZEK | Armoire A-SCR-02 |  |  | Y.SKOCZEK | No | [14 empty] | NI9211 | 1BC2E30 |  |  |  |  | Conform | 1 - Product quality and specific measurement equipment | 17/08/2023 00:00:00 |  |  | Electricité | -80/+80 mV | ±0,06 %RV | [6 empty] | DAQ-Module |  |  | FALSE |  | NI 9211 |  |  | 17/08/2020 00:00:00 |  | 1116
2154 | CLAB0400_NI 9211 | NI 9211 | CLAB0400 |  | No |  |  | Y.SKOCZEK | Y.SKOCZEK | Armoire A-SCR-02 |  |  | Y.SKOCZEK | No | [14 empty] | 9211-V1(A)-198864D01L | 1BC2E74 |  |  |  |  | Conform | 1 - Product quality and specific measurement equipment | 17/08/2023 21:27:21 |  |  | Electricité | -80/+80 mV | ±0,06 %RV | [9 empty] | FALSE |  | NI 9211 |  |  | 17/08/2020 21:27:21 |  | 1116
2155 | CLAB0401_NI 9215 | NI 9215 | CLAB0401 |  | No | DAQ-Module |  | SKOCZEK Yoann | SKOCZEK Yoann | Armoire A-SCR-02 |  |  | SKOCZEK Yoann | No | [14 empty] | 9215A(A)-198860B-01L | 1BBE190 |  |  |  |  | Non-conforme | 1 - Product quality and specific measurement equipment |  |  |  | Electricité | -10/+10 V | ±0,2 %RV | [6 empty] | DAQ-Module |  |  | FALSE |  | NI 9215
2156 | CLAB0402_NI 9215 | NI 9215 | CLAB0402 |  | No | DAQ-Module |  | Y.SKOCZEK | Y.SKOCZEK | LABORATOIRE DEVELOPPEMENT / LAB / Armoire |  |  | Y.SKOCZEK | No | [14 empty] | 9215(A) | 1BBE189 |  |  |  |  | Non-conforme | 1 - Product quality and specific measurement equipment |  |  |  | Electricité | -10/+10 V | ±0,2 %RV | [6 empty] | DAQ-Module |  |  | FALSE |  | NI 9215
2157 | CLAB0403_NI PCIe 6612 | NI PCIe 6612 | CLAB0403 |  | No |  |  | Y.SKOCZEK | Y.SKOCZEK | LABORATOIRE DEVELOPPEMENT / LAB / Magasin |  |  | Y.SKOCZEK | No | [14 empty] | NI PCIe 6612 | 1BACA55 |  |  |  |  | No calibration status | 3 - Not affecting quality equipment |  |  |  | Electricité | Approach device | Approach device | [9 empty] | FALSE |  | NI PCIe 6612
2158 | CLAB0404_ni 9263 | ni 9263 | CLAB0404 |  | No |  |  | Y.SKOCZEK | Y.SKOCZEK | LABORATOIRE DEVELOPPEMENT / LAB / Armoire |  |  | Y.SKOCZEK | No | [15 empty] | 1C0AE8E |  |  |  |  | Conform | 1 - Product quality and specific measurement equipment | 04/07/2025 00:00:00 |  |  | Electrique | ± 10V | ± 0,1% RV | [9 empty] | FALSE |  | ni 9263 |  |  | 04/07/2022 00:00:00 |  | 1116
2159 | CLAB0405_NI 9263 | NI 9263 | CLAB0405 |  | No |  |  | Y.SKOCZEK | Y.SKOCZEK | Armoire A-SCR-02 |  |  | Y.SKOCZEK | No | [14 empty] | NI 9263 | 1C10ADFD |  |  |  |  | Conform | 1 - Product quality and specific measurement equipment |  |  |  | Electrique | ±10 V | ±0,1 %RV | [9 empty] | FALSE |  | NI 9263 |  |  | 10/08/2019 00:00:00 |  | 1116
2160 | CLAB0406_NI 9263 | NI 9263 | CLAB0406 |  | No |  |  | Y.SKOCZEK | Y.SKOCZEK | LABORATOIRE DEVELOPPEMENT / SCR / Armoire |  |  | Y.SKOCZEK | No | [14 empty] | NI 9263 | 1C0AE8A |  |  |  |  | Conform | 1 - Product quality and specific measurement equipment | 25/04/2025 00:00:00 |  |  | Electrique | ±10 V | Approach device | [9 empty] | FALSE |  | NI 9263 |  |  | 25/04/2022 00:00:00 |  | 1116
2161 | CLAB0407_NI 9263 | NI 9263 | CLAB0407 |  | No | DAQ-Module |  | Y.SKOCZEK | Y.SKOCZEK | Armoire A-SCR-02 |  |  | Y.SKOCZEK | No | [14 empty] | 9263-V1-198856C-01L | 1C0AE8C |  |  |  |  | Conform | 1 - Product quality and specific measurement equipment | 19/11/2024 00:00:00 |  |  | Electrique | ±10 V | ±0,1 %RV | [6 empty] | DAQ-Module |  |  | FALSE |  | NI 9263 |  |  | 19/11/2021 00:00:00 |  | 1116
2162 | CLAB0408_NI 9263 | NI 9263 | CLAB0408 |  | No |  |  | Y.SKOCZEK | Y.SKOCZEK | LABORATOIRE DEVELOPPEMENT / LAB / J. CUVILLIEZ |  |  | Y.SKOCZEK | No | [14 empty] | NI 9263 | 1C0AE89 |  |  |  |  | No calibration status | 3 - Not affecting quality equipment |  |  |  | Electrique | Approach device | Approach device | [9 empty] | FALSE |  | NI 9263
2163 | CLAB0409_NI PCIe 6612 | NI PCIe 6612 | CLAB0409 |  | No |  |  | Y.SKOCZEK | Y.SKOCZEK | LABORATOIRE DEVELOPPEMENT / LAB / Magasin |  |  | Y.SKOCZEK | No | [14 empty] | NI PCIe 6612 | HC5127523 |  |  |  |  | No calibration status | 3 - Not affecting quality equipment |  |  |  | Electricité | Approach device | Approach device | [9 empty] | FALSE |  | NI PCIe 6612
2164 | CLAB0410_NI 9215 [with BNC] | NI 9215 [with BNC] | CLAB0410 |  | No | DAQ-Module |  | SKOCZEK Yoann | SKOCZEK Yoann | Armoire A-SCR-02 |  |  | SKOCZEK Yoann | No | [14 empty] | 9215 w/BNC-199269B-01L | 1CA478D |  |  |  |  | Conform | 1 - Product quality and specific measurement equipment | 25/05/2024 00:00:00 |  |  | Electricité | -10/+10 V | ±0,2 %RV | [6 empty] | DAQ-Module |  |  | FALSE |  | NI 9215 [with BNC] |  |  | 25/05/2021 00:00:00 |  | 1116
2165 | CLAB0411_NI 9211 | NI 9211 | CLAB0411 |  | No |  |  | Y.SKOCZEK | Y.SKOCZEK | LABORATOIRE DEVELOPPEMENT / SCR / PPM-SCR-01 |  |  | Y.SKOCZEK | No | [14 empty] | NI 9211 | 1C8E6CD |  |  |  |  | No calibration status | 3 - Not affecting quality equipment |  |  |  | Electricité | -80/+80 mV | ±0,06 %RV | [9 empty] | FALSE |  | NI 9211
2166 | CLAB0412_NI 9215 | NI 9215 | CLAB0412 |  | No | DAQ-Module |  | Y.SKOCZEK | Y.SKOCZEK | LABORATOIRE DEVELOPPEMENT / SCR / PPM-SCR-14 |  |  | Y.SKOCZEK | No | [14 empty] | 9215(A) | 1CAB2E4 |  |  |  |  | Conform | 1 - Product quality and specific measurement equipment | 25/05/2024 00:00:00 |  |  | Electricité | -10/+10 V | ±0,2 %RV | [6 empty] | DAQ-Module |  |  | FALSE |  | NI 9215 |  |  | 25/05/2021 00:00:00 |  | 1116
2167 | CLAB0413_NI 9263 | NI 9263 | CLAB0413 |  | No | DAQ-Module |  | Y.SKOCZEK | Y.SKOCZEK | Armoire A-SCR-02 |  |  | Y.SKOCZEK | No | [14 empty] | 9263-V1-198856C-01L | 1CAC4F3 |  |  |  |  | Conform | 1 - Product quality and specific measurement equipment | 06/10/2024 00:00:00 |  |  | Electrique | ±10 V | ±0,1 %RV | [6 empty] | DAQ-Module |  |  | FALSE |  | NI 9263 |  |  | 06/10/2021 00:00:00 |  | 1116
2168 | CLAB0414_NI 9263 | NI 9263 | CLAB0414 |  | No |  |  | Y.SKOCZEK | Y.SKOCZEK | LABORATOIRE DEVELOPPEMENT / LAB / J. CUVILLIEZ |  |  | Y.SKOCZEK | No | [14 empty] | NI 9263 | 1CAC4F2 |  |  |  |  | Non-conforme | 1 - Product quality and specific measurement equipment |  |  |  | Electrique | ±10 V | ±0,1 %RV | [9 empty] | FALSE |  | NI 9263
2169 | CLAB0415_NI 9263 | NI 9263 | CLAB0415 |  | No |  |  | Y.SKOCZEK | Y.SKOCZEK | LABORATOIRE DEVELOPPEMENT / SCR / PPM-SCR-14 |  |  | Y.SKOCZEK | No | [14 empty] | NI 9263 | 1CAC4FE |  |  |  |  | Conform | 1 - Product quality and specific measurement equipment | 27/05/2024 00:00:00 |  |  | Electrique | ±10 V | ±0,1 %RV | [9 empty] | FALSE |  | NI 9263 |  |  | 27/05/2021 00:00:00 |  | 1116
2170 | CLAB0416_NI 9263 | NI 9263 | CLAB0416 |  | No | DAQ-Module |  | Y.SKOCZEK | Y.SKOCZEK | Armoire A-SCR-02 |  |  | Y.SKOCZEK | No | [14 empty] | 9263-V1-198856C-01L | 1CAC4FB |  |  |  |  | Conform | 1 - Product quality and specific measurement equipment | 06/10/2024 00:00:00 |  |  | Electrique | ±10 V | ±0,1 %RV | [6 empty] | DAQ-Module |  |  | FALSE |  | NI 9263 |  |  | 06/10/2021 00:00:00 |  | 1116
2171 | CLAB0417_NI CDAQ 9178 | NI CDAQ 9178 | CLAB0417 |  | No |  |  | Y.SKOCZEK | Y.SKOCZEK | LABORATOIRE DEVELOPPEMENT / SCR / PPM-SCR-29 |  |  | Y.SKOCZEK | No | [14 empty] | NI CDAQ 9178 | 1C85178 |  |  |  |  | No calibration status | 3 - Not affecting quality equipment |  |  |  | Electricité | 0/5 MHz | Approach device | [9 empty] | FALSE |  | NI CDAQ 9178
2172 | CLAB0418_NI 9211 | NI 9211 | CLAB0418 |  | No | DAQ-Module |  | Y.SKOCZEK | Y.SKOCZEK | Armoire A-SCR-02 |  |  | Y.SKOCZEK | No | [14 empty] | NI9211 | 1C8E6ED |  |  |  |  | Conform | 1 - Product quality and specific measurement equipment | 24/02/2024 09:16:57 |  |  | Electricité | -80/+80 mV | ±0,06 %RV | [6 empty] | DAQ-Module |  |  | FALSE |  | NI 9211 |  |  | 24/02/2021 09:16:57 |  | 1116
2173 | CLAB0419_NI 9211 | NI 9211 | CLAB0419 |  | No | DAQ-Module |  | Y.SKOCZEK | Y.SKOCZEK | Armoire A-SCR-02 |  |  | Y.SKOCZEK | No | [14 empty] | NI9211 | 1C8E690 |  |  |  |  | Conform | 1 - Product quality and specific measurement equipment | 14/04/2024 00:00:00 |  |  | Electricité | -80/+80 mV | ±0,06 %RV | [6 empty] | DAQ-Module |  |  | FALSE |  | NI 9211 |  |  | 14/04/2021 00:00:00 |  | 1116
2174 | CLAB0420_NI 9215 [with BNC] | NI 9215 [with BNC] | CLAB0420 |  | No | DAQ-Module |  | SKOCZEK Yoann | SKOCZEK Yoann | Armoire A-SCR-02 |  |  | SKOCZEK Yoann | No | [14 empty] | 9215 w/BNC-199269B-01L | 1CA5F52 |  |  |  |  | Conform | 1 - Product quality and specific measurement equipment | 25/05/2024 00:00:00 |  |  | Electricité | -10/+10 V | ±0,2 %RV | [6 empty] | DAQ-Module |  |  | FALSE |  | NI 9215 [with BNC] |  |  | 25/05/2021 00:00:00 |  | 1116
2175 | CLAB0421_NI 9215 [with BNC] | NI 9215 [with BNC] | CLAB0421 |  | No | DAQ-Module |  | F. TETAUD | F. TETAUD | MECATRONIQUE / CAL / Armoire |  |  | F. TETAUD | No | [14 empty] | 9215 w/BNC | 1CA5F50 |  |  |  |  | Conform | 1 - Product quality and specific measurement equipment | 24/02/2024 00:00:00 |  |  | Electricité | -10/+10 V | ±0,2 %RV | [6 empty] | DAQ-Module |  |  | FALSE |  | NI 9215 [with BNC] |  |  | 24/02/2021 00:00:00 |  | 1116
2176 | CLAB0422_NI 9472 | NI 9472 | CLAB0422 |  | No |  |  | Y.SKOCZEK | Y.SKOCZEK | Armoire A-SCR-02 |  |  | Y.SKOCZEK | No | [14 empty] | NI 9472 | 1C9862A |  |  |  |  | No calibration status | 3 - Not affecting quality equipment |  |  |  | Electricité | ( | Approach device | [9 empty] | FALSE |  | NI 9472
2177 | CLAB0423_NI PCIe 6612 | NI PCIe 6612 | CLAB0423 |  | No |  |  | Y.SKOCZEK | Y.SKOCZEK | LABORATOIRE DEVELOPPEMENT / SCR / PPx-SCR-xx |  |  | Y.SKOCZEK | No | [14 empty] | NI PCIe 6612 | 1C8691C |  |  |  |  | No calibration status | 3 - Not affecting quality equipment |  |  |  | Electricité |  | Approach device | [9 empty] | FALSE |  | NI PCIe 6612
2178 | CLAB0424_NI CDAQ 9178 | NI CDAQ 9178 | CLAB0424 |  | No |  |  | Y.SKOCZEK | Y.SKOCZEK | LABORATOIRE DEVELOPPEMENT / SCR / PPx-SCR-xx |  |  | Y.SKOCZEK | No | [14 empty] | NI CDAQ 9178 | 1C91944 |  |  |  |  | No calibration status | 3 - Not affecting quality equipment |  |  |  | Electricité | 0/5 MHz | ±50 ppm RV | [9 empty] | FALSE |  | NI CDAQ 9178
2179 | CLAB0425_NI 9211 | NI 9211 | CLAB0425 |  | No | DAQ-Module |  | Y.SKOCZEK | Y.SKOCZEK | Armoire A-SCR-02 |  |  | Y.SKOCZEK | No | [14 empty] | NI9211 | 1C8E69F |  |  |  |  | Conform | 1 - Product quality and specific measurement equipment | 14/04/2024 00:00:00 |  |  | Electricité | -80/+80 mV | ±0,06 %RV | [6 empty] | DAQ-Module |  |  | FALSE |  | NI 9211 |  |  | 14/04/2021 00:00:00 |  | 1116
2180 | CLAB0426_NI 9211 | NI 9211 | CLAB0426 |  | No |  |  | Y.SKOCZEK | Y.SKOCZEK | LABORATOIRE DEVELOPPEMENT / SCR / PPM-SCR-19 |  |  | Y.SKOCZEK | No | [14 empty] | NI 9211 | 1C9C006 |  |  |  |  | Conform | 1 - Product quality and specific measurement equipment | 21/07/2024 00:00:00 |  |  | Electricité | -80/+80 mV | ±0,06 %RV | [9 empty] | FALSE |  | NI 9211 |  |  | 21/07/2021 00:00:00 |  | 1116
2181 | CLAB0427_NI 9215 [with BNC] | NI 9215 [with BNC] | CLAB0427 |  | No | DAQ-Module |  | Y.SKOCZEK | Y.SKOCZEK | Armoire A-SCR-02 |  |  | Y.SKOCZEK | No | [14 empty] | 9215 w/BNC-199269B-01L | 1CA5F5A |  |  |  |  | Conform | 1 - Product quality and specific measurement equipment | 14/04/2024 00:00:00 |  |  | Electricité | -10/+10 V | ±0,2 %RV | [6 empty] | DAQ-Module |  |  | FALSE |  | NI 9215 [with BNC] |  |  | 14/04/2021 00:00:00 |  | 1116
2182 | CLAB0428_NI 9215 [with BNC] | NI 9215 [with BNC] | CLAB0428 |  | No | DAQ-Module |  | F. TETAUD | F. TETAUD | MECATRONIQUE / CAL / Armoire |  |  | F. TETAUD | No | [14 empty] | 9215 w/BNC | 1CA5F40 |  |  |  |  | Conform | 1 - Product quality and specific measurement equipment | 24/02/2024 00:00:00 |  |  | Electricité | -10/+10 V | ±0,2 %RV | [6 empty] | DAQ-Module |  |  | FALSE |  | NI 9215 [with BNC] |  |  | 24/02/2021 00:00:00 |  | 1116
2183 | CLAB0429_NI 9472 | NI 9472 | CLAB0429 |  | No | DAQ-Module |  | Y.SKOCZEK | Y.SKOCZEK | Armoire A-SCR-02 |  |  | Y.SKOCZEK | No | [14 empty] | 9472-V1(A)-199264B-01L | 1C98665 |  |  |  |  | No calibration status | 3 - Not affecting quality equipment |  |  |  | Electricité | ( | Approach device | [6 empty] | DAQ-Module |  |  | FALSE |  | NI 9472
2184 | CLAB0430_NI PCIe 6612 | NI PCIe 6612 | CLAB0430 |  | No |  |  | Y.SKOCZEK | Y.SKOCZEK | LABORATOIRE DEVELOPPEMENT / SCR / PPx-SCR-xx |  |  | Y.SKOCZEK | No | [14 empty] | NI PCIe 6612 | 1C8691D |  |  |  |  | No calibration status | 3 - Not affecting quality equipment |  |  |  | Electricité |  | Approach device | [9 empty] | FALSE |  | NI PCIe 6612
2185 | CLAB0431_NI CDAQ 9178 | NI CDAQ 9178 | CLAB0431 |  | No |  |  | Y.SKOCZEK | Y.SKOCZEK | LABORATOIRE DEVELOPPEMENT / SCR / PPM-SCR-13 |  |  | Y.SKOCZEK | No | [14 empty] | NI CDAQ 9178 | 1C8521E |  |  |  |  | No calibration status | 3 - Not affecting quality equipment |  |  |  | Electricité | 0/5 MHz | Approach device | [9 empty] | FALSE |  | NI CDAQ 9178
2186 | CLAB0432_NI 9211 | NI 9211 | CLAB0432 |  | No |  |  | Y.SKOCZEK | Y.SKOCZEK | LABORATOIRE DEVELOPPEMENT / SCR / PPM-SCR-11 |  |  | Y.SKOCZEK | No | [14 empty] | NI 9211 | 1C9C001 |  |  |  |  | No calibration status | 3 - Not affecting quality equipment |  |  |  | Electricité | Approach device | Approach device | [9 empty] | FALSE |  | NI 9211
2187 | CLAB0433_NI 9211 | NI 9211 | CLAB0433 |  | No | DAQ-Module |  | Y.SKOCZEK | Y.SKOCZEK | Armoire A-SCR-02 |  |  | Y.SKOCZEK | No | [14 empty] | NI9211 | 1C9C00F |  |  |  |  | No calibration status | 3 - Not affecting quality equipment |  |  |  | Electricité | Approach device | Approach device | [6 empty] | DAQ-Module |  |  | FALSE |  | NI 9211
2188 | CLAB0434_NI 9215 [with BNC] | NI 9215 [with BNC] | CLAB0434 |  | No | DAQ-Module |  | SKOCZEK Yoann | SKOCZEK Yoann | Armoire A-SCR-02 |  |  | SKOCZEK Yoann | No | [14 empty] | 9215 w/BNC-199269B-01L | 1CA5F42 |  |  |  |  | Conform | 1 - Product quality and specific measurement equipment | 14/04/2024 00:00:00 |  |  | Electricité | -10/+10 V | ±0,2 %RV | [6 empty] | DAQ-Module |  |  | FALSE |  | NI 9215 [with BNC] |  |  | 14/04/2021 00:00:00 |  | 1116
2189 | CLAB0435_NI 9215 [with BNC] | NI 9215 [with BNC] | CLAB0435 |  | No | DAQ-Module |  | SKOCZEK Yoann | SKOCZEK Yoann | Armoire A-SCR-02 |  |  | SKOCZEK Yoann | No | [14 empty] | 9215 w/BNC-199269B-01L | 1CA5F41 |  |  |  |  | Conform | 1 - Product quality and specific measurement equipment | 14/12/2024 00:00:00 |  |  | Electricité | -10/+10 V | ±0,2 %RV | [6 empty] | DAQ-Module |  |  | FALSE |  | NI 9215 [with BNC] |  |  | 14/12/2021 00:00:00 |  | 1116
2190 | CLAB0436_NI 9472 | NI 9472 | CLAB0436 |  | No |  |  | Y.SKOCZEK | Y.SKOCZEK | Armoire A-SCR-02 |  |  | Y.SKOCZEK | No | [14 empty] | NI 9472 | 1C65D55 |  |  |  |  | No calibration status | 3 - Not affecting quality equipment |  |  |  | Electricité | ( | Approach device | [9 empty] | FALSE |  | NI 9472
2191 | CLAB0437_NI PCIe 6612 | NI PCIe 6612 | CLAB0437 |  | No |  |  | Y.SKOCZEK | Y.SKOCZEK | LABORATOIRE DEVELOPPEMENT / SCR / PPx-SCR-xx |  |  | Y.SKOCZEK | No | [14 empty] | NI PCIe 6612 | 1C86914 |  |  |  |  | No calibration status | 3 - Not affecting quality equipment |  |  |  | Electricité |  | Approach device | [9 empty] | FALSE |  | NI PCIe 6612
2192 | CLAB0438_pcie 9114 | pcie 9114 | CLAB0438 |  | No |  |  | Y.SKOCZEK | Y.SKOCZEK | LABORATOIRE DEVELOPPEMENT / SCR / SCR-010 GAUGING BENCH |  |  | Y.SKOCZEK | No | [14 empty] | PICE 9114 | [5 empty] | No calibration status | 3 - Not affecting quality equipment |  |  |  | / | Approach device | Approach device | [9 empty] | FALSE |  | pcie 9114
2193 | CLAB0439_NI 9263 | NI 9263 | CLAB0439 |  | No |  |  | Y.SKOCZEK | Y.SKOCZEK | Armoire A-SCR-02 |  |  | Y.SKOCZEK | No | [15 empty] | HC5384377 |  |  |  |  | Non-conforme | 1 - Product quality and specific measurement equipment |  |  |  | Electrique | ±10 V | ±0,1 %RV | [9 empty] | FALSE |  | NI 9263
2194 | CLAB0440_NI 9263 | NI 9263 | CLAB0440 |  | No | DAQ-Module |  | Y.SKOCZEK | Y.SKOCZEK | Armoire A-SCR-02 |  |  | Y.SKOCZEK | No | [14 empty] | 9263-V1-198856C-01L | 1D0713E |  |  |  |  | Conform | 1 - Product quality and specific measurement equipment | 28/05/2024 00:00:00 |  |  | Electrique | ±10 V | ±0,1 %RV | [6 empty] | DAQ-Module |  |  | FALSE |  | NI 9263 |  |  | 28/05/2021 00:00:00 |  | 1116
2195 | CLAB0441_NI 9263 | NI 9263 | CLAB0441 |  | No | DAQ-Module |  | Y.SKOCZEK | Y.SKOCZEK | Armoire A-SCR-02 |  |  | Y.SKOCZEK | No | [14 empty] | 9263-V1-198856C-01L | 1BB4D85 |  |  |  |  | Conform | 1 - Product quality and specific measurement equipment | 25/04/2025 00:00:00 |  |  | Electrique | ±10 V | ±0,1 %RV | [6 empty] | DAQ-Module |  |  | FALSE |  | NI 9263 |  |  | 25/04/2022 00:00:00 |  | 1116
2196 | CLAB0442_NI 9263 | NI 9263 | CLAB0442 |  | No | DAQ-Module |  | Y.SKOCZEK | Y.SKOCZEK | Armoire A-SCR-02 |  |  | Y.SKOCZEK | No | [14 empty] | 9263-V1-198856C-01L | 1CD7F1A |  |  |  |  | Conform | 1 - Product quality and specific measurement equipment | 28/05/2024 00:00:00 |  |  | Electrique | ±10 V | ±0,1 %RV | [6 empty] | DAQ-Module |  |  | FALSE |  | NI 9263 |  |  | 28/05/2021 00:00:00 |  | 1116
2197 | CLAB0443_NI 9263 | NI 9263 | CLAB0443 |  | No |  |  | Y.SKOCZEK | Y.SKOCZEK | Armoire A-SCR-02 |  |  | Y.SKOCZEK | No | [15 empty] | HC5437371 |  |  |  |  | Conform | 1 - Product quality and specific measurement equipment | 28/05/2024 00:00:00 |  |  | Electrique | ±10 V | ±0,1 %RV | [9 empty] | FALSE |  | NI 9263 |  |  | 28/05/2021 00:00:00 |  | 1116
2198 | CLAB0444_NI CDAQ 9178 | NI CDAQ 9178 | CLAB0444 |  | No |  |  | Y.SKOCZEK | Y.SKOCZEK | LABORATOIRE DEVELOPPEMENT / LAB / Armoire MOYEN |  |  | Y.SKOCZEK | No | [15 empty] | 196654C-01L |  |  |  |  | No calibration status | 3 - Not affecting quality equipment |  |  |  | Electricité | 0/5 MHz | ± 50 ppm RV | [9 empty] | FALSE |  | NI CDAQ 9178
2199 | CLAB0445_NI 9203 | NI 9203 | CLAB0445 |  | No |  |  | Y.SKOCZEK | Y.SKOCZEK | Armoire A-SCR-02 |  |  | Y.SKOCZEK | No | [14 empty] | 9203-V1(A)-198861B-01L | 1D4AD8E |  |  |  |  | Conform | 1 - Product quality and specific measurement equipment | 15/12/2024 00:00:00 |  |  | Electricité | 4/20 mA | ±0,18 %RV | [9 empty] | FALSE |  | NI 9203 |  |  | 15/12/2021 00:00:00 |  | 1116
2200 | CLAB0446_NI 9203 | NI 9203 | CLAB0446 |  | No |  |  | Y.SKOCZEK | Y.SKOCZEK | Armoire A-SCR-02 |  |  | Y.SKOCZEK | No | [14 empty] | NI 9203 | 1D4ADC7 |  |  |  |  | Conform | 1 - Product quality and specific measurement equipment | 22/12/2024 00:00:00 |  |  | Electricité | 4/20 mA | ±0,18 %RV | [9 empty] | FALSE |  | NI 9203 |  |  | 22/12/2021 00:00:00 |  | 1116
2201 | CLAB0450_NI 9203 | NI 9203 | CLAB0450 |  | No |  |  | J.GUEIB | J.GUEIB | LABORATOIRE DEVELOPPEMENT / MAG / Moyen |  |  | J.GUEIB | No | [14 empty] | NI 9203 | 1C9E1F9 |  |  |  |  | No calibration status | 3 - Not affecting quality equipment |  |  |  | Electricité | Approach device | Approach device | [9 empty] | FALSE |  | NI 9203
2202 | CLAB0451_NI 9203 | NI 9203 | CLAB0451 |  | No |  |  | J.GUEIB | J.GUEIB | LABORATOIRE DEVELOPPEMENT / MAG / Moyen |  |  | J.GUEIB | No | [14 empty] | NI 9203 | 1AE8071 |  |  |  |  | No calibration status | 3 - Not affecting quality equipment |  |  |  | Electricité | Approach device | Approach device | [9 empty] | FALSE |  | NI 9203
2203 | CLAB0452_NI 9203 | NI 9203 | CLAB0452 |  | No |  |  | J.GUEIB | J.GUEIB | LABORATOIRE DEVELOPPEMENT / MAG / Moyen |  |  | J.GUEIB | No | [14 empty] | NI 9203 | 1C9E29C |  |  |  |  | No calibration status | 3 - Not affecting quality equipment |  |  |  | Electricité | Approach device | Approach device | [9 empty] | FALSE |  | NI 9203
2204 | CLAB0453_NI 9215 | NI 9215 | CLAB0453 |  | No | DAQ-Module |  | J.GUEIB | J.GUEIB | LABORATOIRE DEVELOPPEMENT / MAG / Moyen |  |  | J.GUEIB | No | [14 empty] | 9215(A) | 1C00220 |  |  |  |  | No calibration status | 3 - Not affecting quality equipment |  |  |  | Electricité | Approach device | Approach device | [6 empty] | DAQ-Module |  |  | FALSE |  | NI 9215
2205 | CLAB0501_NI CDAQ 9174 | NI CDAQ 9174 | CLAB0501 |  | No |  |  | F. TETAUD | F. TETAUD | LABORATOIRE DEVELOPPEMENT / SCR / A-SCR-01 |  |  | F. TETAUD | No | [14 empty] | NI CDAQ 9174 | 1CB0DAE |  |  |  |  | No calibration status | 3 - Not affecting quality equipment |  |  |  | Electricité | Approach Device | Approach Device | [9 empty] | FALSE |  | NI CDAQ 9174
2206 | CLAB0502_NI CDAQ 9178 | NI CDAQ 9178 | CLAB0502 |  | No |  |  | Y.SKOCZEK | Y.SKOCZEK | LABORATOIRE DEVELOPPEMENT / SCR / PPM-SCR-01 |  |  | Y.SKOCZEK | No | [14 empty] | NI CDAQ 9178 | [5 empty] | No calibration status | 3 - Not affecting quality equipment |  |  |  | Electricité | 0/5 MHz | Approach device | [9 empty] | FALSE |  | NI CDAQ 9178
2207 | CLAB0503_NI USB 9162 | NI USB 9162 | CLAB0503 |  | No |  |  | Y.SKOCZEK | Y.SKOCZEK | Armoire A-SCR-02 |  |  | Y.SKOCZEK | No | [14 empty] | NI USB 9162 | 14905F4 |  |  |  |  | No calibration status | 3 - Not affecting quality equipment |  |  |  | Electrique | Approach device | Approach device | [9 empty] | FALSE |  | NI USB 9162
2208 | CLAB0504_NI USB 9171 | NI USB 9171 | CLAB0504 |  | No |  |  | Y.SKOCZEK | Y.SKOCZEK | Armoire A-SCR-02 |  |  | Y.SKOCZEK | No | [14 empty] | NI USB 9171 | 1E54693 |  |  |  |  | No calibration status | 3 - Not affecting quality equipment |  |  |  | Electrique | Approach device | Approach device | [9 empty] | FALSE |  | NI USB 9171
2209 | CLAB0505_NI 9219 | NI 9219 | CLAB0505 |  | No | DAQ-Module |  | Y.SKOCZEK | Y.SKOCZEK | Armoire A-SCR-02 |  |  | Y.SKOCZEK | No | [14 empty] | 9219(A)-198848A-01L | 17DADDF |  |  |  |  | Conform | 1 - Product quality and specific measurement equipment | 21/04/2025 00:00:00 |  |  | Electricité | ±60 V; ±15 V; ±4 V; ±1V; ±125 mV; ±25 mA; 1kOhm; 10 kOhm ±125 mV Temp | ±0,3 %RV; ±0,1 %RV; ±0,1 %RV; ±0,1 %RV; ±0,2 %RV | [6 empty] | DAQ-Module |  |  | FALSE |  | NI 9219 |  |  | 21/04/2022 00:00:00 |  | 1116
2210 | CLAB0506_NI 9219 | NI 9219 | CLAB0506 |  | No | DAQ-Module |  | Y.SKOCZEK | Y.SKOCZEK | Armoire A-SCR-02 |  |  | Y.SKOCZEK | No | [14 empty] | 9219-198848B-01L | 1A4A4F5 |  |  |  |  | Conform | 1 - Product quality and specific measurement equipment | 21/04/2025 00:00:00 |  |  | Electricité | ±60 V; ±15 V; ±4 V; ±1V; ±125 mV; ±25 mA; 1kOhm; 10 kOhm ±125 mV Temp | ±0,3 %RV; ±0,1 %RV; ±0,1 %RV; ±0,1 %RV; ±0,2 %RV | [6 empty] | DAQ-Module |  |  | FALSE |  | NI 9219 |  |  | 21/04/2022 00:00:00 |  | 1116
2211 | CLAB0507_NI 9219 | NI 9219 | CLAB0507 |  | No | DAQ-Module |  | Y.SKOCZEK | Y.SKOCZEK | Armoire A-SCR-02 |  |  | Y.SKOCZEK | No | [14 empty] | 9219-192496F-01L | EB0D10 |  |  |  |  | Conform | 1 - Product quality and specific measurement equipment | 21/04/2025 00:00:00 |  |  | Electricité | ±60 V; ±15 V; ±4 V; ±1V; ±125 mV; ±25 mA; 1kOhm; 10 kOhm ±125 mV Temp | ±0,3 %RV; ±0,1 %RV; ±0,1 %RV; ±0,1 %RV; ±0,2 %RV | [6 empty] | DAQ-Module |  |  | FALSE |  | NI 9219 |  |  | 21/04/2022 00:00:00 |  | 1116
2212 | CLAB0508_NI USB 9171 | NI USB 9171 | CLAB0508 |  | No |  |  | Y.SKOCZEK | Y.SKOCZEK | Armoire A-SCR-02 |  |  | Y.SKOCZEK | No | [14 empty] | NI USB 9171 | 183EA6A |  |  |  |  | No calibration status | 3 - Not affecting quality equipment |  |  |  | Electrique | Approach device | Approach device | [9 empty] | FALSE |  | NI USB 9171
2213 | CLAB0509_NI USB 9171 | NI USB 9171 | CLAB0509 |  | No |  |  | Y.SKOCZEK | Y.SKOCZEK | Armoire A-SCR-02 |  |  | Y.SKOCZEK | No | [14 empty] | NI USB 9171 | 1E546C8 |  |  |  |  | No calibration status | 3 - Not affecting quality equipment |  |  |  | Electrique | Approach device | Approach device | [9 empty] | FALSE |  | NI USB 9171
2214 | CLAB0510_NI 9211 | NI 9211 | CLAB0510 |  | No | DAQ-Module |  | Y.SKOCZEK | Y.SKOCZEK | Armoire A-SCR-02 |  |  | Y.SKOCZEK | No | [14 empty] | NI9211 | 1D428EE |  |  |  |  | Conform | 1 - Product quality and specific measurement equipment | 14/12/2024 00:00:00 |  |  | Electricité | -80/+80 mV | ±0,06 %RV | [6 empty] | DAQ-Module |  |  | FALSE |  | NI 9211 |  |  | 14/12/2021 00:00:00 |  | 1116
2215 | CLAB0511_NI 9205 | NI 9205 | CLAB0511 |  | No |  |  | Y.SKOCZEK | Y.SKOCZEK | Armoire A-SCR-02 |  |  | Y.SKOCZEK | No | [14 empty] | NI 9205 | 181F991 |  |  |  |  | Conform | 1 - Product quality and specific measurement equipment | 27/12/2024 00:00:00 |  |  | Electricité | -10/+10 V; -5/+5 V; -1/+1 V; -0,2/+0,2 V | ±6,23 mV;±3,23 mV;±0,69 mV;±0,174 mV | [9 empty] | FALSE |  | NI 9205 |  |  | 27/12/2021 00:00:00 |  | 1116
2216 | CLAB0512_NI 9205 | NI 9205 | CLAB0512 |  | No |  |  | Y.SKOCZEK | Y.SKOCZEK | Armoire A-SCR-02 |  |  | Y.SKOCZEK | No | [14 empty] | NI 9205 | 181FA10 |  |  |  |  | Conform | 1 - Product quality and specific measurement equipment | 27/12/2024 00:00:00 |  |  | Electricité | -10/+10 V; -5/+5 V; -1/+1 V; -0,2/+0,2 V | ±6,23 mV;±3,23 mV;±0,69 mV;±0,174 mV | [9 empty] | FALSE |  | NI 9205 |  |  | 27/12/2021 00:00:00 |  | 1116
2217 | CLAB0513_NI 6211 | NI 6211 | CLAB0513 |  | No |  |  | Y.SKOCZEK | Y.SKOCZEK | Armoire A-SCR-02 |  |  | Y.SKOCZEK | No | [14 empty] | 6211-194710E-03L | 191CCAC |  |  |  |  | Conform | 1 - Product quality and specific measurement equipment | 15/12/2024 00:00:00 |  |  | Electrique | Analog Input: -10/+10 V; -5/+5 V; Counter: 0/5 Mhz | Analog Input: -10/10 V; -5/5 V Counter: 0/5 Mhz | [9 empty] | FALSE |  | NI 6211 |  |  | 15/12/2021 00:00:00 |  | 1116
2218 | CLAB0514_NI USB 6211 | NI USB 6211 | CLAB0514 |  | No |  |  | Y.SKOCZEK | Y.SKOCZEK | Armoire A-SCR-02 |  |  | Y.SKOCZEK | No | [14 empty] | NI USB 6211 | 1490BDB |  |  |  |  | Conform | 1 - Product quality and specific measurement equipment |  |  |  | Electrique | Analog Input: -10/+10 V; -5/+5 V; Counter: 0/5 Mhz | Analog Input: -10/10 V; -5/5 V Counter: 0/5 Mhz | [9 empty] | FALSE |  | NI USB 6211 |  |  | 15/12/2021 00:00:00 |  | 1116
2219 | CLAB0515_NI USB 6211 | NI USB 6211 | CLAB0515 |  | No |  |  | Y.SKOCZEK | Y.SKOCZEK | Armoire A-SCR-02 |  |  | Y.SKOCZEK | No | [14 empty] | NI USB 6211 | 191CCA1 |  |  |  |  | Conform | 1 - Product quality and specific measurement equipment |  |  |  | Electrique | Analog Input: -10/+10 V; -5/+5 V; Counter: 0/5 Mhz | Analog Input: -10/10 V; -5/5 V Counter: 0/5 Mhz | [9 empty] | FALSE |  | NI USB 6211 |  |  | 15/12/2021 00:00:00 |  | 1116
2220 | CLAB0516_NI 6211 | NI 6211 | CLAB0516 |  | No |  |  | Y.SKOCZEK | Y.SKOCZEK | Armoire A-SCR-02 |  |  | Y.SKOCZEK | No | [14 empty] | 6211-194710E-03L | 16F8802 |  |  |  |  | Conform | 1 - Product quality and specific measurement equipment | 15/12/2024 00:00:00 |  |  | Electrique | Analog Input: -10/+10 V; -5/+5 V; Counter: 0/5 Mhz | Analog Input: -10/10 V; -5/5 V Counter: 0/5 Mhz | [9 empty] | FALSE |  | NI 6211 |  |  | 15/12/2021 00:00:00 |  | 1116
2221 | CLAB0517_NI 9264 | NI 9264 | CLAB0517 |  | No |  |  | Y.skoczek | Y.skoczek | Armoire A-SCR-02 |  |  | Y.skoczek | No | [14 empty] | NI 9264 | 1E125745 |  |  |  |  | Conform | 1 - Product quality and specific measurement equipment | 15/12/2024 00:00:00 |  |  | Electricité | According Manufacturer SpecTo be defined | According Manufacturer SpecTo be defined | [9 empty] | FALSE |  | NI 9264 |  |  | 15/12/2021 00:00:00 |  | 1116
2222 | CLAB0518_NI 9203 | NI 9203 | CLAB0518 |  | No |  |  | Y.SKOCZEK | Y.SKOCZEK | Armoire A-SCR-02 |  |  | Y.SKOCZEK | No | [14 empty] | NI 9203 | 189A1F9 |  |  |  |  | Conform | 1 - Product quality and specific measurement equipment | 15/12/2024 00:00:00 |  |  | Electricité | 4/20 mA | ±0,18 %RV | [9 empty] | FALSE |  | NI 9203 |  |  | 15/12/2021 00:00:00 |  | 1116
2223 | CLAB0519_NI 9481 | NI 9481 | CLAB0519 |  | No |  |  | Y.skoczek | Y.skoczek | Armoire A-SCR-02 |  |  | Y.skoczek | No | [14 empty] | NI 9481 | 19AA0CE | [5 empty] | 3 - Not affecting quality equipment |  |  |  | Electricité | According Manufacturer SpecTo be defined | According Manufacturer SpecTo be defined | [9 empty] | FALSE |  | NI 9481
2224 | CLAB0520_NI 9481 | NI 9481 | CLAB0520 |  | No |  |  | Y.skoczek | Y.skoczek | Armoire A-SCR-02 |  |  | Y.skoczek | No | [14 empty] | NI 9481 | 126DA62 | [5 empty] | 1 - Product quality and specific measurement equipment |  |  |  | Electricité | According Manufacturer SpecTo be defined | According Manufacturer SpecTo be defined | [9 empty] | TRUE |  | NI 9481
2225 | CLAB0521_NI 9481 | NI 9481 | CLAB0521 |  | No |  |  | Y.skoczek | Y.skoczek | Armoire A-SCR-02 |  |  | Y.skoczek | No | [14 empty] | NI 9481 | 19AA0CC | [5 empty] | 3 - Not affecting quality equipment |  |  |  | Electricité | According Manufacturer SpecTo be defined | According Manufacturer SpecTo be defined | [9 empty] | FALSE |  | NI 9481
2226 | CLAB0522_NI CDAQ 9178 | NI CDAQ 9178 | CLAB0522 |  | No |  |  | Y.SKOCZEK | Y.SKOCZEK | LABORATOIRE DEVELOPPEMENT / SCR / Banc pilotage ADM Dinox Compact |  |  | Y.SKOCZEK | No | [14 empty] | NI CDAQ 9178 | [5 empty] | No calibration status | 3 - Not affecting quality equipment |  |  |  | Electricité | 0/5 MHz | Approach device | [9 empty] | FALSE |  | NI CDAQ 9178
2227 | CLAB0523_NI 9205 | NI 9205 | CLAB0523 |  | No |  |  | Y.SKOCZEK | Y.SKOCZEK | LABORATOIRE DEVELOPPEMENT / SCR / Banc pilotage ADM Dinox Compact |  |  | Y.SKOCZEK | No | [14 empty] | NI 9205 | 181F9E3 |  |  |  |  | No calibration status | 3 - Not affecting quality equipment |  |  |  | Electricité | Approch device | Approach device | [9 empty] | FALSE |  | NI 9205
2228 | CLAB0524_NI 9211 | NI 9211 | CLAB0524 |  | No |  |  | Y.SKOCZEK | Y.SKOCZEK | LABORATOIRE DEVELOPPEMENT / SCR / Banc pilotage ADM Dinox Compact |  |  | Y.SKOCZEK | No | [14 empty] | NI 9211 | 1808C8F |  |  |  |  | No calibration status | 3 - Not affecting quality equipment |  |  |  | Electricité | -80/+80 mV | ±0,06 %RV | [9 empty] | FALSE |  | NI 9211
2229 | CLAB0525_NI 9211 | NI 9211 | CLAB0525 |  | No |  |  | Y.SKOCZEK | Y.SKOCZEK | LABORATOIRE DEVELOPPEMENT / SCR / Banc pilotage ADM Dinox Compact |  |  | Y.SKOCZEK | No | [14 empty] | NI 9211 | 1940359 |  |  |  |  | No calibration status | 3 - Not affecting quality equipment |  |  |  | Electricité | -80/+80 mV | ±0,06 %RV | [9 empty] | FALSE |  | NI 9211
2230 | CLAB0526_ni 9263 | ni 9263 | CLAB0526 |  | No |  |  | Y.SKOCZEK | Y.SKOCZEK | LABORATOIRE DEVELOPPEMENT / SCR / Banc pilotage ADM Dinox Compact |  |  | Y.SKOCZEK | No | [14 empty] | NI 9263 | 1.781e+90 |  |  |  |  | No calibration status | 3 - Not affecting quality equipment |  |  |  | Electricité | ±10 V | ±0,1 %RV | [9 empty] | FALSE |  | ni 9263
2231 | CLAB0527_ni 9263 | ni 9263 | CLAB0527 |  | No |  |  | Y.SKOCZEK | Y.SKOCZEK | LABORATOIRE DEVELOPPEMENT / SCR / Banc pilotage ADM Dinox Compact |  |  | Y.SKOCZEK | No | [14 empty] | NI 9263 | 1B67C84 |  |  |  |  | No calibration status | 3 - Not affecting quality equipment |  |  |  | Electricité | ±10 V | ±0,1 %RV | [9 empty] | FALSE |  | ni 9263
2232 | CLAB0528_ni 9263 | ni 9263 | CLAB0528 |  | No |  |  | Y.SKOCZEK | Y.SKOCZEK | LABORATOIRE DEVELOPPEMENT / SCR / Banc pilotage ADM Dinox Compact |  |  | Y.SKOCZEK | No | [14 empty] | NI 9263 | [5 empty] | No calibration status | 3 - Not affecting quality equipment |  |  |  | Electricité | Approch device | Approch device | [9 empty] | FALSE |  | ni 9263
2233 | CLAB0529_NI 9481 | NI 9481 | CLAB0529 |  | No |  |  | Y.SKOCZEK | Y.SKOCZEK | LABORATOIRE DEVELOPPEMENT / SCR / Banc pilotage ADM Dinox Compact |  |  | Y.SKOCZEK | No | [14 empty] | NI 9481 | 1DFA869 |  |  |  |  | No calibration status | 3 - Not affecting quality equipment |  |  |  | Electricité | Approch device | Approch device | [9 empty] | FALSE |  | NI 9481
2234 | CLAB0530_NI 9205 | NI 9205 | CLAB0530 |  | No |  |  | Y.SKOCZEK | Y.SKOCZEK | Armoire A-SCR-02 |  |  | Y.SKOCZEK | No | [14 empty] | NI 9205 | 181F8D0 |  |  |  |  | Conform | 1 - Product quality and specific measurement equipment | 27/12/2024 00:00:00 |  |  | Electricité | -10/+10 V; -5/+5 V; -1/+1 V; -0,2/+0,2 V | ±6,23 mV;±3,23 mV;±0,69 mV;±0,174 mV | [9 empty] | FALSE |  | NI 9205 |  |  | 27/12/2021 00:00:00 |  | 1116
2235 | CLAB0531_NI 9205 | NI 9205 | CLAB0531 |  | No |  |  | Y.SKOCZEK | Y.SKOCZEK | Armoire A-SCR-02 |  |  | Y.SKOCZEK | No | [14 empty] | NI 9205 | 181F87B |  |  |  |  | Conform | 1 - Product quality and specific measurement equipment | 27/12/2024 00:00:00 |  |  | Electricité | -10/+10 V; -5/+5 V; -1/+1 V; -0,2/+0,2 V | ±6,23 mV;±3,23 mV;±0,69 mV;±0,174 mV | [9 empty] | FALSE |  | NI 9205 |  |  | 27/12/2021 00:00:00 |  | 1116
2236 | CLAB0532_NI 9211 | NI 9211 | CLAB0532 |  | No | DAQ-Module |  | Y.SKOCZEK | Y.SKOCZEK | Armoire A-SCR-02 |  |  | Y.SKOCZEK | No | [14 empty] | NI9211 | 1808C58 |  |  |  |  | Conform | 1 - Product quality and specific measurement equipment | 14/12/2024 00:00:00 |  |  | Electricité | -80/+80 mV | ±0,06 %RV | [6 empty] | DAQ-Module |  |  | FALSE |  | NI 9211 |  |  | 14/12/2021 00:00:00 |  | 1116
2237 | CLAB0533_NI 9263 | NI 9263 | CLAB0533 |  | No |  |  | Y.SKOCZEK | Y.SKOCZEK | Armoire A-SCR-02 |  |  | Y.SKOCZEK | No | [14 empty] | NI 9263 | 14247FF |  |  |  |  | Conform | 1 - Product quality and specific measurement equipment | 15/12/2024 00:00:00 |  |  | Electrique | ±10 V | ±0,1 %RV | [9 empty] | FALSE |  | NI 9263 |  |  | 15/12/2021 00:00:00 |  | 1116
2238 | CLAB0534_NI 9219 | NI 9219 | CLAB0534 |  | No | DAQ-Module |  | Y.SKOCZEK | Y.SKOCZEK | Armoire A-SCR-02 |  |  | Y.SKOCZEK | No | [14 empty] | 9219-192496J-01L | 1420D14 |  |  |  |  | Conform | 1 - Product quality and specific measurement equipment | 21/04/2025 00:00:00 |  |  | Electricité | ±60 V; ±15 V; ±4 V; ±1 V; ±125 mV; ±25 mA; 1kOhm; 10 kOhm ±125 mV Temp | ±0,3 %RV;±0,1 %RV;±0,1 %RV;±0,1 %RV;±0,2 %RV | [6 empty] | DAQ-Module |  |  | FALSE |  | NI 9219 |  |  | 21/04/2022 00:00:00 |  | 1116
2239 | CLAB0535_NI 9219 | NI 9219 | CLAB0535 |  | No |  |  | Y.SKOCZEK | Y.SKOCZEK | Armoire A-SCR-02 |  |  | Y.SKOCZEK | No | [14 empty] | NI 9219 | 1A4A4F3 | [5 empty] | 1 - Product quality and specific measurement equipment |  |  |  | Electricité | ±60 V; ±15 V; ±4 V; ±1 V; ±125 mV; ±25 mA; 1kOhm; 10 kOhm ±125 mV Temp | ±0,3 %RV;±0,1 %RV;±0,1 %RV;±0,1 %RV;±0,2 %RV | [9 empty] | FALSE |  | NI 9219
2240 | CLAB0536_NI 9269 | NI 9269 | CLAB0536 |  | No |  |  | Y.SKOCZEK | Y.SKOCZEK | Armoire A-SCR-02 |  |  | Y.SKOCZEK | No | [14 empty] | NI 9269 | 1860423 |  |  |  |  | Conform | 1 - Product quality and specific measurement equipment | 27/12/2024 00:00:00 |  |  | Electricité | According Manufacturer SpecTo be defined | According Manufacturer SpecTo be defined | [9 empty] | FALSE |  | NI 9269 |  |  | 27/12/2021 00:00:00 |  | 1116
2241 | CLAB0537_NI CDAQ 9178 | NI CDAQ 9178 | CLAB0537 |  | No |  |  | Y.SKOCZEK | Y.SKOCZEK | Armoire A-SCR-02 |  |  | Y.SKOCZEK | No | [14 empty] | NI CDAQ 9178 | 1A4C4A6 |  |  |  |  | No calibration status | 3 - Not affecting quality equipment |  |  |  | Electricité | 0/5 MHz | ±50 ppm RV | [9 empty] | FALSE |  | NI CDAQ 9178
2242 | CLAB0538_NI 9205 | NI 9205 | CLAB0538 |  | No |  |  | Y.SKOCZEK | Y.SKOCZEK | Armoire A-SCR-02 |  |  | Y.SKOCZEK | No | [14 empty] | 9205-DSUB-V1-199015B-01L | 1BDEB56 |  |  |  |  | Conform | 1 - Product quality and specific measurement equipment | 22/04/2025 00:00:00 |  |  | Electricité | -10/+10 V; -5/+5 V; -1/+1 V; -0,2/+0,2 V | ±6,23 mV;±3,23 mV;±0,69 mV;±0,174 mV | [9 empty] | FALSE |  | NI 9205 |  |  | 22/04/2022 00:00:00 |  | 1116
2243 | CLAB0539_NI 9263 | NI 9263 | CLAB0539 |  | No | DAQ-Module |  | Y.SKOCZEK | Y.SKOCZEK | Armoire A-SCR-02 |  |  | Y.SKOCZEK | No | [14 empty] | 9263-V1-198856C-01L | 1BCDD48 |  |  |  |  | Conform | 1 - Product quality and specific measurement equipment | 25/04/2025 00:00:00 |  |  | Electrique | ±10 V | ±0,1 %RV | [6 empty] | DAQ-Module |  |  | FALSE |  | NI 9263 |  |  | 25/04/2022 00:00:00 |  | 1116
2244 | CLAB0540_NI 9219 | NI 9219 | CLAB0540 |  | No |  |  | Y.SKOCZEK | Y.SKOCZEK | Armoire A-SCR-02 |  |  | Y.SKOCZEK | No | [14 empty] | NI 9219 | 191CF74 | [5 empty] | 1 - Product quality and specific measurement equipment |  |  |  | Electricité | ±60 V; ±15 V; ±4 V; ±1 V; ±125 mV; ±25 mA; 1kOhm; 10 kOhm ±125 mV Temp | ±0,3 %RV;±0,1 %RV;±0,1 %RV;±0,1 %RV;±0,2 %RV | [9 empty] | FALSE |  | NI 9219
2245 | CLAB0541_NI 9219 | NI 9219 | CLAB0541 |  | No | DAQ-Module |  | Y.SKOCZEK | Y.SKOCZEK | Armoire A-SCR-02 |  |  | Y.SKOCZEK | No | [14 empty] | 9219-192496F-01L | EB31F9 |  |  |  |  | Conform | 1 - Product quality and specific measurement equipment | 22/04/2025 00:00:00 |  |  | Electricité | ±60 V; ±15 V; ±4 V; ±1 V; ±125 mV; ±25 mA; 1kOhm; 10 kOhm ±125 mV Temp | ±0,3 %RV;±0,1 %RV;±0,1 %RV;±0,1 %RV;±0,2 %RV | [6 empty] | DAQ-Module |  |  | FALSE |  | NI 9219 |  |  | 22/04/2022 00:00:00 |  | 1116
2246 | CLAB0542_NI 9481 | NI 9481 | CLAB0542 |  | No |  |  | Y.skoczek | Y.skoczek | Armoire A-SCR-02 |  |  | Y.skoczek | No | [14 empty] | NI 9481 | 1be2938 | [5 empty] | 3 - Not affecting quality equipment |  |  |  | Electricité | According Manufacturer SpecTo be defined | According Manufacturer SpecTo be defined | [9 empty] | FALSE |  | NI 9481
2247 | CLAB0543_NI 9401 | NI 9401 | CLAB0543 |  | No |  |  | Y.SKOCZEK | Y.SKOCZEK | Armoire A-SCR-02 |  |  | Y.SKOCZEK | No | [14 empty] | NI 9401 | 13EA4F4 | [5 empty] | 3 - Not affecting quality equipment |  |  |  | Electricité | ( | Approach device | [9 empty] | FALSE |  | NI 9401
2248 | CLAB0544_NI CDAQ 9178 | NI CDAQ 9178 | CLAB0544 |  | No |  |  | Y.SKOCZEK | Y.SKOCZEK | LABORATOIRE DEVELOPPEMENT / SCR / PPx-SCR-xx |  |  | Y.SKOCZEK | No | [14 empty] | NI CDAQ 9178 | 18179D8 |  |  |  |  | No calibration status | 3 - Not affecting quality equipment |  |  |  | Electricité | 0/5 MHz | Approach device | [9 empty] | FALSE |  | NI CDAQ 9178
2249 | CLAB0545_NI 9211 | NI 9211 | CLAB0545 |  | No |  |  | Y.SKOCZEK | Y.SKOCZEK | LABORATOIRE DEVELOPPEMENT / FEP / Armoire |  |  | Y.SKOCZEK | No | [14 empty] | NI 9211 | he1241113 |  |  |  |  | Conform | 1 - Product quality and specific measurement equipment | 22/04/2025 00:00:00 |  |  | Electricité | -80/+80 mV | ±0,06 %RV | [9 empty] | FALSE |  | NI 9211 |  |  | 22/04/2022 00:00:00 |  | 1116
2250 | CLAB0546_NI 9211 | NI 9211 | CLAB0546 |  | No |  |  | Y.SKOCZEK | Y.SKOCZEK | LABORATOIRE DEVELOPPEMENT / FEP / Armoire |  |  | Y.SKOCZEK | No | [14 empty] | NI 9211 | he1363153 |  |  |  |  | Conform | 1 - Product quality and specific measurement equipment | 22/04/2025 00:00:00 |  |  | Electricité | -80/+80 mV | ±0,06 %RV | [9 empty] | FALSE |  | NI 9211 |  |  | 22/04/2022 00:00:00 |  | 1116
2251 | CLAB0547_NI 9211 | NI 9211 | CLAB0547 |  | No |  |  | Y.SKOCZEK | Y.SKOCZEK | LABORATOIRE DEVELOPPEMENT / FEP / Armoire |  |  | Y.SKOCZEK | No | [14 empty] | NI 9211 | he1241112 |  |  |  |  | Conform | 1 - Product quality and specific measurement equipment | 22/04/2025 00:00:00 |  |  | Electricité | -80/+80 mV | ±0,06 %RV | [9 empty] | FALSE |  | NI 9211 |  |  | 22/04/2022 00:00:00 |  | 1116
2252 | CLAB0548_NI 9211 | NI 9211 | CLAB0548 |  | No |  |  | Y.SKOCZEK | Y.SKOCZEK | LABORATOIRE DEVELOPPEMENT / FEP / Armoire |  |  | Y.SKOCZEK | No | [14 empty] | NI 9211 | he1363152 |  |  |  |  | Conform | 1 - Product quality and specific measurement equipment | 22/04/2025 00:00:00 |  |  | Electricité | -80/+80 mV | ±0,06 %RV | [9 empty] | FALSE |  | NI 9211 |  |  | 22/04/2022 00:00:00 |  | 1116
2253 | CLAB0549_NI 9201 | NI 9201 | CLAB0549 |  | No |  |  | Y.SKOCZEK | Y.SKOCZEK | LABORATOIRE DEVELOPPEMENT / FEP / Armoire |  |  | Y.SKOCZEK | No | [14 empty] | NI 9201 | HE1566620 |  |  |  |  | No calibration status | 3 - Not affecting quality equipment |  |  |  | Electricité | -10/+10 V | ±0,2 %RV | [9 empty] | FALSE |  | NI 9201
2254 | CLAB0550_NI 9201 | NI 9201 | CLAB0550 |  | No |  |  | Y.SKOCZEK | Y.SKOCZEK | LABORATOIRE DEVELOPPEMENT / FEP / Armoire |  |  | Y.SKOCZEK | No | [14 empty] | NI 9201 | HE15233324 |  |  |  |  | No calibration status | 3 - Not affecting quality equipment |  |  |  | Electricité | -10/+10 V | ±0,2 %RV | [9 empty] | FALSE |  | NI 9201
2255 | CLAB0551_NI 9201 | NI 9201 | CLAB0551 |  | No |  |  | Y.SKOCZEK | Y.SKOCZEK | LABORATOIRE DEVELOPPEMENT / FEP / Armoire |  |  | Y.SKOCZEK | No | [14 empty] | NI 9201 | HE1523322 |  |  |  |  | No calibration status | 3 - Not affecting quality equipment |  |  |  | Electricité | -10/+10 V | ±0,2 %RV | [9 empty] | FALSE |  | NI 9201
2256 | CLAB0552_NI 9201 | NI 9201 | CLAB0552 |  | No |  |  | Y.SKOCZEK | Y.SKOCZEK | LABORATOIRE DEVELOPPEMENT / FEP / Armoire |  |  | Y.SKOCZEK | No | [14 empty] | NI 9201 | HE1523320 |  |  |  |  | No calibration status | 3 - Not affecting quality equipment |  |  |  | Electricité | -10/+10 V | ±0,2 %RV | [9 empty] | FALSE |  | NI 9201
2257 | CLAB0553_NI CDAQ 9174 | NI CDAQ 9174 | CLAB0553 |  | No |  |  | Y.SKOCZEK | Y.SKOCZEK | LABORATOIRE DEVELOPPEMENT / FEP / Armoire |  |  | Y.SKOCZEK | No | [14 empty] | NI CDAQ 9174 | HE1425749 |  |  |  |  | No calibration status | 3 - Not affecting quality equipment |  |  |  | Electricité | 0/5 MHz | Approach device | [9 empty] | FALSE |  | NI CDAQ 9174
2258 | CLAB0554_NI CDAQ 9174 | NI CDAQ 9174 | CLAB0554 |  | No |  |  | Y.SKOCZEK | Y.SKOCZEK | LABORATOIRE DEVELOPPEMENT / FEP / Armoire |  |  | Y.SKOCZEK | No | [14 empty] | NI CDAQ 9174 | he1425747 |  |  |  |  | No calibration status | 3 - Not affecting quality equipment |  |  |  | Electricité | 0/5 MHz | Approach device | [9 empty] | FALSE |  | NI CDAQ 9174
2259 | CLAB0555_NI CDAQ 9174 | NI CDAQ 9174 | CLAB0555 |  | No |  |  | Y.SKOCZEK | Y.SKOCZEK | LABORATOIRE DEVELOPPEMENT / FEP / Armoire |  |  | Y.SKOCZEK | No | [14 empty] | NI CDAQ 9174 | he1425745 |  |  |  |  | No calibration status | 3 - Not affecting quality equipment |  |  |  | Electricité | 0/5 MHz | Approach device | [9 empty] | FALSE |  | NI CDAQ 9174
2260 | CLAB0556_NI CDAQ 9174 | NI CDAQ 9174 | CLAB0556 |  | No |  |  | Y.SKOCZEK | Y.SKOCZEK | LABORATOIRE DEVELOPPEMENT / FEP / Armoire |  |  | Y.SKOCZEK | No | [14 empty] | NI CDAQ 9174 | he1425746 |  |  |  |  | No calibration status | 3 - Not affecting quality equipment |  |  |  | Electricité | 0/5 MHz | Approach device | [9 empty] | FALSE |  | NI CDAQ 9174
2261 | CLAB1015_NI CDAQ 9178 | NI CDAQ 9178 | CLAB1015 |  | No |  |  | Y.SKOCZEK | Y.SKOCZEK | Armoire A-SCR-02 |  |  | Y.SKOCZEK | No | [14 empty] | NI CDAQ 9178 | 1707AAF |  |  |  |  | No calibration status | 3 - Not affecting quality equipment |  |  |  | Electricité | 0/5 MHz | Approach device | [9 empty] | FALSE |  | NI CDAQ 9178
2262 | CLAB1016_NI 9401 | NI 9401 | CLAB1016 |  | No |  |  | Y.SKOCZEK | Y.SKOCZEK | Armoire A-SCR-02 |  |  | Y.SKOCZEK | No | [14 empty] | NI 9401 | 181A498 |  |  |  |  | No calibration status | 3 - Not affecting quality equipment |  |  |  | Electricité | Approach device | Approach device | [9 empty] | FALSE |  | NI 9401
2263 | CLAB1017_NI 6211 | NI 6211 | CLAB1017 |  | No |  |  | Y.SKOCZEK | Y.SKOCZEK | Armoire A-SCR-02 |  |  | Y.SKOCZEK | No | [14 empty] | 6211-194710E-03L | 19F2392 |  |  |  |  | No calibration status | 3 - Not affecting quality equipment |  |  |  | Electrique | Analog Input: -10/+10 V; -5/+5 V; Counter: 0/5 Mhz | Analog Input: -10/10 V; -5/5 V Counter: 0/5 Mhz | [9 empty] | FALSE |  | NI 6211
2264 | CLAB1018_NI 9203 | NI 9203 | CLAB1018 |  | No |  |  | Y.SKOCZEK | Y.SKOCZEK | LABORATOIRE DEVELOPPEMENT / FEP / FEP-051 |  |  | Y.SKOCZEK | No | [14 empty] | NI 9203 | / |  |  |  |  | No calibration status | 3 - Not affecting quality equipment |  |  |  | Electricité | 4/20 mA | ±0,18 %RV | [9 empty] | FALSE |  | NI 9203
2265 | CLAB1019_NI 9211 | NI 9211 | CLAB1019 |  | No |  |  | L.SALAUN | L.SALAUN | LABORATOIRE DEVELOPPEMENT / FEP / FEP-051 |  |  | L.SALAUN | No | [14 empty] | NI 9211 | 198864D |  |  |  |  | No calibration status | 3 - Not affecting quality equipment |  |  |  | Electricité | -80/+80 mV | ±0,06 %RV | [9 empty] | FALSE |  | NI 9211
2266 | CLAB1020_NI 9215 | NI 9215 | CLAB1020 |  | No | DAQ-Module |  | Y.SKOCZEK | Y.SKOCZEK | Armoire A-SCR-02 |  |  | Y.SKOCZEK | No | [14 empty] | 9215A(A)-198860B-01L | 1CC55AD | [5 empty] | 1 - Product quality and specific measurement equipment |  |  |  | Electricité | -10/+10 V | ±0,2 %RV | [6 empty] | DAQ-Module |  |  | FALSE |  | NI 9215
2267 | CLMA0001_Scale | Scale | CLMA0001 |  | No |  |  | M.MERCIER | M.MERCIER | LABORATOIRE DEVELOPPEMENT / LMA / Armoire |  |  | M.MERCIER | No | [20 empty] | No calibration status | 1 - Product quality and specific measurement equipment |  |  |  | Masse | Perdu | Perdu | [9 empty] | FALSE |  | Scale
2268 | CLMA0003_Load sensor | Load sensor | CLMA0003 |  | No | Load sensor - 1 kN |  | M.MERCIER | M.MERCIER | LMA / [LMA001] - 10021108 - (Banc Traction) |  |  | M.MERCIER | No | [14 empty] | LC 10 KN | 10KN0095 |  |  |  |  | Conform | 1 - Product quality and specific measurement equipment | 12/07/2023 00:00:00 |  |  | Force | 0/10000 N | ±0,5 %RV | [6 empty] | Load sensor - 1 kN |  |  | FALSE |  | Load sensor |  |  | 12/07/2022 00:00:00 |  | 372
2269 | CLMA0004_Load sensor | Load sensor | CLMA0004 |  | No | Load sensor - 1 kN |  | M.MERCIER | M.MERCIER | LMA / [LMA001] - 10021108 - (Banc Traction) |  |  | M.MERCIER | No | [14 empty] | LC 1 KN | 1KN0343 |  |  |  |  | Conform | 1 - Product quality and specific measurement equipment | 12/07/2023 00:00:00 |  |  | Force | 0/1000 N | ±0,5 %RV | [6 empty] | Load sensor - 1 kN |  |  | FALSE |  | Load sensor |  |  | 12/07/2022 00:00:00 |  | 372
2270 | CLMA0006_Speed sensor | Speed sensor | CLMA0006 |  | No | Speed sensor |  | M.MERCIER | M.MERCIER | LMA / [LMA001] - 10021108 - (Banc Traction) |  |  | M.MERCIER | No | [14 empty] | LR10K plus | 108406 |  |  |  |  | Conform | 1 - Product quality and specific measurement equipment | 12/07/2023 00:00:00 |  |  | Temps-Fréquence | 0/500 mm/min | ±0,5 %RV | [6 empty] | Speed sensor |  |  | FALSE |  | Speed sensor |  |  | 12/07/2022 00:00:00 |  | 372
2271 | CLMA0007_Profil projector | Profil projector | CLMA0007 |  | No |  |  | R.GRIMEAU | R.GRIMEAU | LABORATOIRE DEVELOPPEMENT / MET / LMA009 (Projecteur de profil) |  |  | R.GRIMEAU | No | [14 empty] | PJ-A3000 | 590133 |  |  |  |  | Conform | 1 - Product quality and specific measurement equipment | 01/06/2023 11:43:30 |  |  | Dimensionnel | 0/100 mm | ±4 µm | [9 empty] | FALSE |  | Profil projector |  |  | 01/06/2021 11:43:30 |  | 744
2272 | CLMA0008_Height gauge | Height gauge | CLMA0008 |  | No |  |  | M.MERCIER | M.MERCIER | LMA / [LMA008] - DROP BALL TEST bench |  |  | M.MERCIER | No | [20 empty] | Conform | 1 - Product quality and specific measurement equipment | 04/05/2024 07:54:08 |  |  | Dimensionnel | 0/800 mm | ±0,5 mm | [9 empty] | FALSE |  | Height gauge |  |  | 04/05/2021 07:54:08 |  | 1116
2273 | CLMA0009_Mass | Mass | CLMA0009 |  | No | Ball Mass |  | M.MERCIER | M.MERCIER | LMA / [LMA008] - DROP BALL TEST bench |  |  | M.MERCIER | No | [20 empty] | Conform | 1 - Product quality and specific measurement equipment | 24/09/2024 00:00:00 |  |  | Masse | 50 mm; 510 g | ±0,1 mm; ±0,2 g | [6 empty] | Ball Mass |  |  | FALSE |  | Mass |  |  | 24/09/2019 00:00:00 |  | 1860
2274 | CLMA0010_Mass | Mass | CLMA0010 |  | No | Ball Mass |  | M.MERCIER | M.MERCIER | LMA / [LMA008] - DROP BALL TEST bench |  |  | M.MERCIER | No | [20 empty] | Conform | 1 - Product quality and specific measurement equipment | 24/09/2024 00:00:00 |  |  | Masse | 60 mm; 881 g | ±0,1 mm; ±0,2 g | [6 empty] | Ball Mass |  |  | FALSE |  | Mass |  |  | 24/09/2019 00:00:00 |  | 1860
2275 | CLMA0011-1_Mass impactor | Mass impactor | CLMA0011-1 |  | No |  |  | M.MERCIER | M.MERCIER | LMA / [MET026] - 10021661 - (Banc Choc de masse) |  |  | M.MERCIER | No | [20 empty] | Out of date | 1 - Product quality and specific measurement equipment | 07/01/2023 08:30:15 |  |  | Masse | 500 g | ±1 g | [9 empty] | FALSE |  | Mass impactor |  |  | 07/01/2021 08:30:15 |  | 744
2276 | CLMA0011-10_Mass impactor | Mass impactor | CLMA0011-10 |  | No |  |  | M.MERCIER | M.MERCIER | LMA / [MET026] - 10021661 - (Banc Choc de masse) |  |  | M.MERCIER | No | [20 empty] | Out of date | 1 - Product quality and specific measurement equipment | 07/01/2023 08:33:21 |  |  | Masse | 100 g | ±1 g | [9 empty] | FALSE |  | Mass impactor |  |  | 07/01/2021 08:33:21 |  | 744
2277 | CLMA0011-11_Mass impactor | Mass impactor | CLMA0011-11 |  | No |  |  | M.MERCIER | M.MERCIER | LMA / [MET026] - 10021661 - (Banc Choc de masse) |  |  | M.MERCIER | No | [20 empty] | Out of date | 1 - Product quality and specific measurement equipment | 07/01/2023 08:35:14 |  |  | Masse | 100 g | ±1 g | [9 empty] | FALSE |  | Mass impactor |  |  | 07/01/2021 08:35:14 |  | 744
2278 | CLMA0011-12_Mass impactor | Mass impactor | CLMA0011-12 |  | No |  |  | M.MERCIER | M.MERCIER | LMA / [MET026] - 10021661 - (Banc Choc de masse) |  |  | M.MERCIER | No | [20 empty] | Out of date | 1 - Product quality and specific measurement equipment | 07/01/2023 08:36:07 |  |  | Masse | 100 g | ±1 g | [9 empty] | FALSE |  | Mass impactor |  |  | 07/01/2021 08:36:07 |  | 744
2279 | CLMA0011-13_Mass impactor | Mass impactor | CLMA0011-13 |  | No |  |  | M.MERCIER | M.MERCIER | LMA / [MET026] - 10021661 - (Banc Choc de masse) |  |  | M.MERCIER | No | [20 empty] | Out of date | 1 - Product quality and specific measurement equipment | 07/01/2023 08:36:54 |  |  | Masse | 101 g | ±1 g | [9 empty] | FALSE |  | Mass impactor |  |  | 07/01/2021 08:36:54 |  | 744
2280 | CLMA0011-14_Mass impactor | Mass impactor | CLMA0011-14 |  | No |  |  | M.MERCIER | M.MERCIER | LMA / [MET026] - 10021661 - (Banc Choc de masse) |  |  | M.MERCIER | No | [20 empty] | Out of date | 1 - Product quality and specific measurement equipment | 07/01/2023 08:39:10 |  |  | Masse | 100 g | ±1 g | [9 empty] | FALSE |  | Mass impactor |  |  | 07/01/2021 08:39:10 |  | 744
2281 | CLMA0011-15_Mass impactor | Mass impactor | CLMA0011-15 |  | No |  |  | M.MERCIER | M.MERCIER | LMA / [MET026] - 10021661 - (Banc Choc de masse) |  |  | M.MERCIER | No | [20 empty] | Out of date | 1 - Product quality and specific measurement equipment | 07/01/2023 08:40:04 |  |  | Masse | 500 g | ±1 g | [9 empty] | FALSE |  | Mass impactor |  |  | 07/01/2021 08:40:04 |  | 744
2282 | CLMA0011-16_Mass impactor | Mass impactor | CLMA0011-16 |  | No |  |  | M.MERCIER | M.MERCIER | LMA / [MET026] - 10021661 - (Banc Choc de masse) |  |  | M.MERCIER | No | [20 empty] | Out of date | 1 - Product quality and specific measurement equipment | 07/01/2023 08:40:46 |  |  | Masse | 500 g | ±1 g | [9 empty] | FALSE |  | Mass impactor |  |  | 07/01/2021 08:40:46 |  | 744
2283 | CLMA0011-17_Mass impactor | Mass impactor | CLMA0011-17 |  | No |  |  | M.MERCIER | M.MERCIER | LMA / [MET026] - 10021661 - (Banc Choc de masse) |  |  | M.MERCIER | No | [20 empty] | Out of date | 1 - Product quality and specific measurement equipment | 07/01/2023 08:41:34 |  |  | Masse | 500 g | ±1 g | [9 empty] | FALSE |  | Mass impactor |  |  | 07/01/2021 08:41:34 |  | 744
2284 | CLMA0011-18_Mass impactor | Mass impactor | CLMA0011-18 |  | No |  |  | M.MERCIER | M.MERCIER | LMA / [MET026] - 10021661 - (Banc Choc de masse) |  |  | M.MERCIER | No | [20 empty] | Out of date | 1 - Product quality and specific measurement equipment | 07/01/2023 08:42:15 |  |  | Masse | 500 g | ±1 g | [9 empty] | FALSE |  | Mass impactor |  |  | 07/01/2021 08:42:15 |  | 744
2285 | CLMA0011-19_Mass impactor | Mass impactor | CLMA0011-19 |  | No |  |  | M.MERCIER | M.MERCIER | LMA / [MET026] - 10021661 - (Banc Choc de masse) |  |  | M.MERCIER | No | [20 empty] | Out of date | 1 - Product quality and specific measurement equipment | 07/01/2023 08:42:52 |  |  | Masse | 500 g | ±1 g | [9 empty] | FALSE |  | Mass impactor |  |  | 07/01/2021 08:42:52 |  | 744
2286 | CLMA0011-2_Mass impactor | Mass impactor | CLMA0011-2 |  | No |  |  | M.MERCIER | M.MERCIER | LMA / [MET026] - 10021661 - (Banc Choc de masse) |  |  | M.MERCIER | No | [20 empty] | Out of date | 1 - Product quality and specific measurement equipment | 07/01/2023 08:43:28 |  |  | Masse | 200 g | ±1 g | [9 empty] | FALSE |  | Mass impactor |  |  | 07/01/2021 08:43:28 |  | 744
2287 | CLMA0011-20_Mass impactor | Mass impactor | CLMA0011-20 |  | No |  |  | M.MERCIER | M.MERCIER | LMA / [MET026] - 10021661 - (Banc Choc de masse) |  |  | M.MERCIER | No | [20 empty] | Out of date | 1 - Product quality and specific measurement equipment | 07/01/2023 08:44:10 |  |  | Masse | 500 g | ±1 g | [9 empty] | FALSE |  | Mass impactor |  |  | 07/01/2021 08:44:10 |  | 744
2288 | CLMA0011-21_Mass impactor | Mass impactor | CLMA0011-21 |  | No |  |  | M.MERCIER | M.MERCIER | LMA / [MET026] - 10021661 - (Banc Choc de masse) |  |  | M.MERCIER | No | [20 empty] | Out of date | 1 - Product quality and specific measurement equipment | 07/01/2023 08:44:45 |  |  | Masse | 500 g | ±1 g | [9 empty] | FALSE |  | Mass impactor |  |  | 07/01/2021 08:44:45 |  | 744
2289 | CLMA0011-22_Mass impactor | Mass impactor | CLMA0011-22 |  | No |  |  | R.GRIMEAU | R.GRIMEAU | LMA / [MET026] - 10021661 - (Banc Choc de masse) |  |  | R.GRIMEAU | No | [14 empty] | / | / |  |  |  |  | Out of date | 1 - Product quality and specific measurement equipment | 07/01/2023 08:45:23 |  |  | Masse | 437 g | ±1 g | [9 empty] | FALSE |  | Mass impactor |  |  | 07/01/2021 08:45:23 |  | 744
2290 | CLMA0011-23_Mass impactor | Mass impactor | CLMA0011-23 |  | No |  |  | M.MERCIER | M.MERCIER | LMA / [MET026] - 10021661 - (Banc Choc de masse) |  |  | M.MERCIER | No | [20 empty] | Out of date | 1 - Product quality and specific measurement equipment | 07/01/2023 08:45:58 |  |  | Masse | 500 g | ±1 g | [9 empty] | FALSE |  | Mass impactor |  |  | 07/01/2021 08:45:58 |  | 744
2291 | CLMA0011-24_Mass impactor | Mass impactor | CLMA0011-24 |  | No |  |  | M.MERCIER | M.MERCIER | LMA / [MET026] - 10021661 - (Banc Choc de masse) |  |  | M.MERCIER | No | [20 empty] | Out of date | 1 - Product quality and specific measurement equipment | 07/01/2023 08:46:40 |  |  | Masse | 500 g | ±1 g | [9 empty] | FALSE |  | Mass impactor |  |  | 07/01/2021 08:46:40 |  | 744
2292 | CLMA0011-25_Mass impactor | Mass impactor | CLMA0011-25 |  | No |  |  | M.MERCIER | M.MERCIER | LMA / [MET026] - 10021661 - (Banc Choc de masse) |  |  | M.MERCIER | No | [20 empty] | Out of date | 1 - Product quality and specific measurement equipment | 07/01/2023 08:47:17 |  |  | Masse | 500 g | ±1 g | [9 empty] | FALSE |  | Mass impactor |  |  | 07/01/2021 08:47:17 |  | 744
2293 | CLMA0011-26_Mass impactor | Mass impactor | CLMA0011-26 |  | No |  |  | M.MERCIER | M.MERCIER | LMA / [MET026] - 10021661 - (Banc Choc de masse) |  |  | M.MERCIER | No | [20 empty] | Out of date | 1 - Product quality and specific measurement equipment | 07/01/2023 08:48:10 |  |  | Masse | 500 g | ±1 g | [9 empty] | FALSE |  | Mass impactor |  |  | 07/01/2021 08:48:10 |  | 744
2294 | CLMA0011-3_Mass impactor | Mass impactor | CLMA0011-3 |  | No |  |  | M.MERCIER | M.MERCIER | LMA / [MET026] - 10021661 - (Banc Choc de masse) |  |  | M.MERCIER | No | [20 empty] | Out of date | 1 - Product quality and specific measurement equipment | 07/01/2023 08:49:12 |  |  | Masse | 200 g | ±1 g | [9 empty] | FALSE |  | Mass impactor |  |  | 07/01/2021 08:49:12 |  | 744
2295 | CLMA0011-4_Mass impactor | Mass impactor | CLMA0011-4 |  | No |  |  | M.MERCIER | M.MERCIER | LMA / [MET026] - 10021661 - (Banc Choc de masse) |  |  | M.MERCIER | No | [20 empty] | Out of date | 1 - Product quality and specific measurement equipment | 07/01/2023 08:49:56 |  |  | Masse | 50 g | ±1 g | [9 empty] | FALSE |  | Mass impactor |  |  | 07/01/2021 08:49:56 |  | 744
2296 | CLMA0011-5_Mass impactor | Mass impactor | CLMA0011-5 |  | No |  |  | M.MERCIER | M.MERCIER | LMA / [MET026] - 10021661 - (Banc Choc de masse) |  |  | M.MERCIER | No | [20 empty] | Out of date | 1 - Product quality and specific measurement equipment | 07/01/2023 08:52:34 |  |  | Masse | 200 g | ±1 g | [9 empty] | FALSE |  | Mass impactor |  |  | 07/01/2021 08:52:34 |  | 744
2297 | CLMA0011-6_Mass impactor | Mass impactor | CLMA0011-6 |  | No |  |  | M.MERCIER | M.MERCIER | LMA / [MET026] - 10021661 - (Banc Choc de masse) |  |  | M.MERCIER | No | [20 empty] | Out of date | 1 - Product quality and specific measurement equipment | 07/01/2023 09:21:37 |  |  | Masse | 100 g | ±1 g | [9 empty] | FALSE |  | Mass impactor |  |  | 07/01/2021 09:21:37 |  | 744
2298 | CLMA0011-7_Mass impactor | Mass impactor | CLMA0011-7 |  | No |  |  | M.MERCIER | M.MERCIER | LMA / [MET026] - 10021661 - (Banc Choc de masse) |  |  | M.MERCIER | No | [20 empty] | Out of date | 1 - Product quality and specific measurement equipment | 07/01/2023 09:23:14 |  |  | Masse | 59 g | ±1 g | [9 empty] | FALSE |  | Mass impactor |  |  | 07/01/2021 09:23:14 |  | 744
2299 | CLMA0011-8_Mass impactor | Mass impactor | CLMA0011-8 |  | No |  |  | M.MERCIER | M.MERCIER | LMA / [MET026] - 10021661 - (Banc Choc de masse) |  |  | M.MERCIER | No | [20 empty] | Out of date | 1 - Product quality and specific measurement equipment | 07/01/2023 09:24:52 |  |  | Masse | 101 g | ±1 g | [9 empty] | FALSE |  | Mass impactor |  |  | 07/01/2021 09:24:52 |  | 744
2300 | CLMA0011-9_Mass impactor | Mass impactor | CLMA0011-9 |  | No |  |  | M.MERCIER | M.MERCIER | LMA / [MET026] - 10021661 - (Banc Choc de masse) |  |  | M.MERCIER | No | [20 empty] | Out of date | 1 - Product quality and specific measurement equipment | 07/01/2023 09:26:02 |  |  | Masse | 100 g | ±1 g | [9 empty] | FALSE |  | Mass impactor |  |  | 07/01/2021 09:26:02 |  | 744
2301 | CLMA0011-A_Mass impactor | Mass impactor | CLMA0011-A |  | No |  |  | M.MERCIER | M.MERCIER | LMA / [MET026] - 10021661 - (Banc Choc de masse) |  |  | M.MERCIER | No | [20 empty] | Conform | 1 - Product quality and specific measurement equipment | 17/08/2023 11:16:51 |  |  | Masse | 0/500 mm | ± 1 mm | [9 empty] | FALSE |  | Mass impactor |  |  | 17/08/2021 11:16:51 |  | 744
2302 | CLMA0011-B_Mass impactor | Mass impactor | CLMA0011-B |  | No |  |  | M.MERCIER | M.MERCIER | LMA / [MET026] - 10021661 - (Banc Choc de masse) |  |  | M.MERCIER | No | [20 empty] | Conform | 1 - Product quality and specific measurement equipment | 17/08/2023 11:24:14 |  |  | Masse | 0/500 mm | ± 1 mm | [9 empty] | FALSE |  | Mass impactor |  |  | 17/08/2021 11:24:14 |  | 744
2303 | CLMA0011-C_Mass impactor | Mass impactor | CLMA0011-C |  | No |  |  | M.MERCIER | M.MERCIER | LMA / [MET026] - 10021661 - (Banc Choc de masse) |  |  | M.MERCIER | No | [20 empty] | Conform | 1 - Product quality and specific measurement equipment | 17/08/2023 11:21:25 |  |  | Masse | 0/500 mm | ± 1 mm | [9 empty] | FALSE |  | Mass impactor |  |  | 17/08/2021 11:21:25 |  | 744
2304 | CLMA0013_Scale | Scale | CLMA0013 |  | No |  |  | M.MERCIER | M.MERCIER |  |  |  | M.MERCIER | No | [21 empty] | 1 - Product quality and specific measurement equipment |  |  |  | Masse | 0/220 g | ±0,01 g | [9 empty] | FALSE |  | Scale
2305 | CLMA0014_Scale | Scale | CLMA0014 |  | No |  |  | M.MERCIER | M.MERCIER | LMA / [LMA012] - (Banc propreté) |  |  | M.MERCIER | No | [14 empty] | XS204DR | B104106754 |  |  |  |  | Conform | 1 - Product quality and specific measurement equipment | 07/06/2023 10:20:55 |  |  | Masse | 0/220 g | ±0,01 g | [9 empty] | FALSE |  | Scale |  |  | 07/06/2021 10:20:55 |  | 744
2306 | CLMA0015_Scale | Scale | CLMA0015 |  | No |  |  | M.MERCIER | M.MERCIER |  |  |  | M.MERCIER | No | [21 empty] | 1 - Product quality and specific measurement equipment |  |  |  | Masse | Réformé | Réformé | [9 empty] | FALSE |  | Scale
2307 | CLMA0016_Scale | Scale | CLMA0016 |  | No |  |  | M.MERCIER | M.MERCIER |  |  |  | M.MERCIER | No | [20 empty] | No calibration status | 1 - Product quality and specific measurement equipment |  |  |  | Masse | Perdu | Perdu | [9 empty] | FALSE |  | Scale
2308 | CLMA0017_Climatic oven | Climatic oven | CLMA0017 |  | No | Soaking |  | M.MERCIER | M.MERCIER | LMA / [LMA015] - 10021047 - Banc propreté |  |  | M.MERCIER | No | [14 empty] | EU 18 PROLABO | *30008237* |  |  |  |  | No calibration status | 3 - Not affecting quality equipment |  |  |  | Température | 40/110 °C | [7 empty] | Soaking |  |  | FALSE |  | Climatic oven
2309 | CLMA0018_Volumeter | Volumeter | CLMA0018 |  | No |  |  | M.MERCIER | M.MERCIER | LMA / [LMA015] - 10021047 - Banc propreté |  |  | M.MERCIER | No | [14 empty] | PCC-041-R220B | 4907-10/00 |  |  |  |  | No calibration status | 3 - Not affecting quality equipment |  |  |  | Chimie | Approach device | Approach device | [9 empty] | FALSE |  | Volumeter
2310 | CLMA0019_test bench | test bench | CLMA0019 |  | No |  |  | R.GRIMEAU | R.GRIMEAU | LMA / [LMA001] - 10021108 - (Banc Traction) |  |  | R.GRIMEAU | No | [14 empty] | lr10K | [5 empty] | Conform | 1 - Product quality and specific measurement equipment | 12/07/2023 13:58:39 |  |  | Force |  | / | [9 empty] | FALSE |  | test bench |  |  | 12/07/2022 13:58:39 |  | 372
2311 | CLMA0020_Microscope | Microscope | CLMA0020 |  | No |  |  | M.MERCIER | M.MERCIER | LMA / [LMA015] - 10021047 - Banc propreté |  |  | M.MERCIER | No | [14 empty] | DMLM | 279427 |  |  |  |  | Conform | 1 - Product quality and specific measurement equipment | 13/04/2024 11:12:22 |  |  | Dimensionnel | 1-2000 µm | Acc ISO 16232 norm | [9 empty] | FALSE |  | Microscope |  |  | 13/04/2021 11:12:22 |  | 1116
2312 | CLMA0021_Standard slide | Standard slide | CLMA0021 |  | No |  |  | R.GRIMEAU | R.GRIMEAU | LMA / [LMA012] - (Banc propreté) |  |  | R.GRIMEAU | No | [14 empty] | / | / |  |  |  |  | No calibration status | 3 - Not affecting quality equipment |  |  |  | Dimensionnel |  | / | [9 empty] | FALSE |  | Standard slide
2313 | CLMA0048_Micrometer | Micrometer | CLMA0048 |  | No |  |  | M.MERCIER | M.MERCIER | LABORATOIRE DEVELOPPEMENT / LMA / Armoire |  |  | M.MERCIER | No | [14 empty] | 2x5mm -0,2 mm | TC20001 |  |  |  |  | Out of date | 1 - Product quality and specific measurement equipment | 11/12/2022 16:53:52 |  |  | Dimensionnel | 0/5 mm | ±0,05 mm | [9 empty] | FALSE |  | Micrometer |  |  | 11/12/2017 16:53:52 |  | 1825
2314 | CLMA0049_Temperature display | Temperature display | CLMA0049 |  | No |  |  | M.MERCIER | M.MERCIER | LABORATOIRE DEVELOPPEMENT / LMA / Armoire |  |  | M.MERCIER | No | [20 empty] | Conform | 1 - Product quality and specific measurement equipment | 23/08/2023 15:15:24 |  |  | Température | -40/+190 °C | ±2 °C | [9 empty] | FALSE |  | Temperature display |  |  | 23/08/2021 15:15:24 |  | 744
2315 | CLMA0050_Thermocouple | Thermocouple | CLMA0050 |  | No |  |  | M.MERCIER | M.MERCIER | LABORATOIRE DEVELOPPEMENT / LMA / Armoire |  |  | M.MERCIER | No | [20 empty] | Non-conforme | 1 - Product quality and specific measurement equipment |  |  |  | Température | -40/+180 °C | ±2 °C | [9 empty] | FALSE |  | Thermocouple
2316 | CLMA0051_Microscope | Microscope | CLMA0051 |  | No |  |  | V.LOPATA / O.CASTEL | V.LOPATA / O.CASTEL | METROLOGIE / QUA / LMA005 |  |  | V.LOPATA / O.CASTEL | No | [20 empty] | No calibration status | 3 - Not affecting quality equipment |  |  |  | Dimensionnel | / | / | [9 empty] | FALSE |  | Microscope
2317 | CLMA0052_Manual microtome | Manual microtome | CLMA0052 |  | No |  |  | R.GRIMEAU | R.GRIMEAU | LABORATOIRE DEVELOPPEMENT / LMA / Armoire |  |  | R.GRIMEAU | No | [21 empty] | 3 - Not affecting quality equipment |  |  |  | Dimensionnel |  | / | [9 empty] | FALSE |  | Manual microtome
2318 | CLMA0053_Load sensor | Load sensor | CLMA0053 |  | No | Load sensor - 0,1 kN |  | M.MERCIER | M.MERCIER | LABORATOIRE DEVELOPPEMENT / LMA / LMA001 (Banc Traction) |  |  | M.MERCIER | No | [14 empty] | LC 100 N | 100N0656 |  |  |  |  | Conform | 1 - Product quality and specific measurement equipment | 12/07/2023 13:57:51 |  |  | Force | 0/100 N | ±0,5 %RV | [6 empty] | Load sensor - 0,1 kN |  |  | FALSE |  | Load sensor |  |  | 12/07/2022 13:57:51 |  | 372
2319 | CLMA0054_Mass | Mass | CLMA0054 |  | No | Calibrated mass |  | M.MERCIER | M.MERCIER | LMA / [A-LMA-01] Armoire |  |  | M.MERCIER | No | [14 empty] | LZ | 09/70195 |  |  |  |  | Out of date | 1 - Product quality and specific measurement equipment | 02/05/2022 10:18:50 |  |  | Masse | 0/1 kg | Respect de la norme détalonnage | [6 empty] | Calibrated mass |  |  | FALSE |  | Mass |  |  | 02/05/2017 10:18:50 |  | 1860
2320 | CLMA0055_Mass | Mass | CLMA0055 |  | No | Calibrated mass |  | M.MERCIER | M.MERCIER | LMA / [A-LMA-01] Armoire |  |  | M.MERCIER | No | [14 empty] | LZ-67 | 700503 |  |  |  |  | Out of date | 1 - Product quality and specific measurement equipment | 02/05/2022 00:00:00 |  |  | Masse | 0/500 g | Respect de la norme détalonnage | [6 empty] | Calibrated mass |  |  | FALSE |  | Mass |  |  | 02/05/2017 00:00:00 |  | 1860
2321 | CLMA0056_Mass | Mass | CLMA0056 |  | No | Calibrated mass |  | M.MERCIER | M.MERCIER | LMA / [A-LMA-01] Armoire |  |  | M.MERCIER | No | [14 empty] | LZ-67 | 0970397 |  |  |  |  | Out of date | 1 - Product quality and specific measurement equipment | 02/05/2022 00:00:00 |  |  | Masse | 0/500 g | Respect de la norme détalonnage | [6 empty] | Calibrated mass |  |  | FALSE |  | Mass |  |  | 02/05/2017 00:00:00 |  | 1860
2322 | CLMA0057_Mass | Mass | CLMA0057 |  | No | Calibrated mass |  | M.MERCIER | M.MERCIER | LMA / [A-LMA-01] Armoire |  |  | M.MERCIER | No | [14 empty] | Z17 06417 | G1225762 |  |  |  |  | Out of date | 1 - Product quality and specific measurement equipment | 02/05/2022 00:00:00 |  |  | Masse | 0/500 g | Respect de la norme détalonnage | [6 empty] | Calibrated mass |  |  | FALSE |  | Mass |  |  | 02/05/2017 00:00:00 |  | 1860
2323 | CLMA0058_Mass | Mass | CLMA0058 |  | No | Calibrated mass |  | M.MERCIER | M.MERCIER | LMA / [A-LMA-01] Armoire |  |  | M.MERCIER | No | [14 empty] | LZ-67 | 70010 |  |  |  |  | Out of date | 1 - Product quality and specific measurement equipment | 02/05/2022 00:00:00 |  |  | Masse | 0/500 g | Respect de la norme détalonnage | [6 empty] | Calibrated mass |  |  | FALSE |  | Mass |  |  | 02/05/2017 00:00:00 |  | 1860
2324 | CLMA0059_Mass | Mass | CLMA0059 |  | No | Calibrated mass |  | M.MERCIER | M.MERCIER | LMA / [A-LMA-01] Armoire |  |  | M.MERCIER | No | [14 empty] | LZ-67 | 700103 |  |  |  |  | Out of date | 1 - Product quality and specific measurement equipment | 02/05/2022 00:00:00 |  |  | Masse | 0/500 g | Respect de la norme détalonnage | [6 empty] | Calibrated mass |  |  | FALSE |  | Mass |  |  | 02/05/2017 00:00:00 |  | 1860
2325 | CLMA0060_Mass | Mass | CLMA0060 |  | No | Calibrated mass |  | M.MERCIER | M.MERCIER | LMA / [A-LMA-01] Armoire |  |  | M.MERCIER | No | [14 empty] | LZ | 70240109 |  |  |  |  | Out of date | 1 - Product quality and specific measurement equipment | 02/05/2022 00:00:00 |  |  | Masse | 0/1 kg | Respect de la norme détalonnage | [6 empty] | Calibrated mass |  |  | FALSE |  | Mass |  |  | 02/05/2017 00:00:00 |  | 1860
2326 | CLMA0061_Mass | Mass | CLMA0061 |  | No | Calibrated mass |  | M.MERCIER | M.MERCIER | LMA / [A-LMA-01] Armoire |  |  | M.MERCIER | No | [14 empty] | Z17 06418 | S02 4794 |  |  |  |  | Out of date | 1 - Product quality and specific measurement equipment | 02/05/2022 00:00:00 |  |  | Masse | 0/5 g | Respect de la norme détalonnage | [6 empty] | Calibrated mass |  |  | FALSE |  | Mass |  |  | 02/05/2017 00:00:00 |  | 1860
2327 | CLMA0062_Thermocouple | Thermocouple | CLMA0062 |  | No |  |  | M.MERCIER | M.MERCIER | LABORATOIRE DEVELOPPEMENT / LMA / Armoire |  |  | M.MERCIER | No | [20 empty] | Out of date | 1 - Product quality and specific measurement equipment | 09/12/2022 08:59:49 |  |  | Température | -40/+180 °C | ±2 °C | [9 empty] | FALSE |  | Thermocouple |  |  | 09/12/2020 08:59:49 |  | 744
2328 | CLOG0001_Balance | Balance | CLOG0001 |  | No |  |  | K.TALEB | K.TALEB | LOGISTIQUE / LOG / LOGISTIQUE |  |  | K.TALEB | No | [20 empty] | No calibration status | 3 - Not affecting quality equipment |  |  |  | Masse | 0/+150 kg | ± 50g | [9 empty] | FALSE |  | Balance
2329 | CLOG0002_Balance | Balance | CLOG0002 |  | No |  |  | K.TALEB | K.TALEB | LOGISTIQUE / LOG / Francis Carlier |  |  | K.TALEB | No | [20 empty] | No calibration status | 3 - Not affecting quality equipment |  |  |  | Masse | / | / | [9 empty] | FALSE |  | Balance
2330 | CLOG0003_Balance | Balance | CLOG0003 |  | No |  |  | E.BOUCAUX | E.BOUCAUX | LOGISTIQUE / LOG / Agnès SOYER |  |  | E.BOUCAUX | No | [20 empty] | No calibration status | 3 - Not affecting quality equipment |  |  |  | Masse | / | / | [9 empty] | FALSE |  | Balance
2331 | CLOG0004_Balance | Balance | CLOG0004 |  | No |  |  | E.BOUCAUX | E.BOUCAUX | LOGISTIQUE / LOG / LOGISTIQUE |  |  | E.BOUCAUX | No | [20 empty] | No calibration status | 3 - Not affecting quality equipment |  |  |  | Masse | / | / | [9 empty] | FALSE |  | Balance
2332 | CMAG0002_Pressure gauge | Pressure gauge | CMAG0002 |  | No |  |  | J.GUEIB | J.GUEIB | LABORATOIRE DEVELOPPEMENT / EPE / A-ATEX-01 |  |  | J.GUEIB | No | [15 empty] | 70515527 |  |  |  |  | Conform | 1 - Product quality and specific measurement equipment | 13/09/2024 00:00:00 |  |  | Pression | -200/+200 mbar | ±2 mbar | [9 empty] | FALSE |  | Pressure gauge |  |  | 13/09/2022 00:00:00 |  | 744
2333 | CMAG0003_Pressure gauge | Pressure gauge | CMAG0003 |  | No |  |  | J.GUEIB | J.GUEIB | LABORATOIRE DEVELOPPEMENT / MAG / Armoire C (CB 1,3) |  |  | J.GUEIB | No | [21 empty] | 1 - Product quality and specific measurement equipment |  |  |  | Pression | Réformé | Réformé | [9 empty] | FALSE |  | Pressure gauge
2334 | CMAG0004_Pressure gauge | Pressure gauge | CMAG0004 |  | No |  |  | J.GUEIB | J.GUEIB | LABORATOIRE DEVELOPPEMENT / EPE / A-ATEX-01 |  |  | J.GUEIB | No | [15 empty] | 70526062 | [5 empty] | 1 - Product quality and specific measurement equipment |  |  |  | Pression | 0/350 mbar | ±2 mbar | [9 empty] | FALSE |  | Pressure gauge
2335 | CMAG0005_Thermocouple | Thermocouple | CMAG0005 |  | No |  |  | J.GUEIB | J.GUEIB | LABORATOIRE DEVELOPPEMENT / MAG / ARMOIRE A (A5) |  |  | J.GUEIB | No | [21 empty] | 1 - Product quality and specific measurement equipment |  |  |  | Température | Réformé | Réformé | [9 empty] | FALSE |  | Thermocouple
2336 | CMAG0006_Thermocouple | Thermocouple | CMAG0006 |  | No |  |  | J.GUEIB | J.GUEIB | LABORATOIRE DEVELOPPEMENT / MAG / Armoire A (A5) |  |  | J.GUEIB | No | [20 empty] | Conforme | 1 - Product quality and specific measurement equipment |  |  |  | Température | -40/+100 °C | ±2 °C | [9 empty] | FALSE |  | Thermocouple
2337 | CMAG0008_Thermocouple | Thermocouple | CMAG0008 |  | No |  |  | J.GUEIB | J.GUEIB | LABORATOIRE DEVELOPPEMENT / MAG / ARMOIRE A (A5) |  |  | J.GUEIB | No | [20 empty] | Non-conforme | 1 - Product quality and specific measurement equipment |  |  |  | Température | -40/+100 °C | ±2 °C | [9 empty] | FALSE |  | Thermocouple
2338 | CMAG0009_Thermocouple | Thermocouple | CMAG0009 |  | No |  |  | J.GUEIB | J.GUEIB | LABORATOIRE DEVELOPPEMENT / MAG / ARMOIRE A (A5) |  |  | J.GUEIB | No | [20 empty] | No calibration status | 1 - Product quality and specific measurement equipment |  |  |  | Température | Perdu | Perdu | [9 empty] | FALSE |  | Thermocouple
2339 | CMAG0010_Thermocouple | Thermocouple | CMAG0010 |  | No |  |  | J.GUEIB | J.GUEIB | LABORATOIRE DEVELOPPEMENT / MAG / Armoire A (A5) |  |  | J.GUEIB | No | [21 empty] | 1 - Product quality and specific measurement equipment |  |  |  | Température | Réformé | Réformé | [9 empty] | FALSE |  | Thermocouple
2340 | CMAG0011_Thermocouple | Thermocouple | CMAG0011 |  | No |  |  | J.GUEIB | J.GUEIB | LABORATOIRE DEVELOPPEMENT / MAG / ARMOIRE A (A6) |  |  | J.GUEIB | No | [20 empty] | No calibration status | 1 - Product quality and specific measurement equipment |  |  |  | Température | Perdu | Perdu | [9 empty] | FALSE |  | Thermocouple
2341 | CMAG0012_Thermocouple | Thermocouple | CMAG0012 |  | No |  |  | J.GUEIB | J.GUEIB | LABORATOIRE DEVELOPPEMENT / MAG / ARMOIRE A (A6) |  |  | J.GUEIB | No | [20 empty] | No calibration status | 1 - Product quality and specific measurement equipment |  |  |  | Température | Perdu | Perdu | [9 empty] | FALSE |  | Thermocouple
2342 | CMAG0013_Thermocouple | Thermocouple | CMAG0013 |  | No |  |  | J.GUEIB | J.GUEIB | LABORATOIRE DEVELOPPEMENT / MAG / Armoire A (A6) |  |  | J.GUEIB | No | [20 empty] | No calibration status | 1 - Product quality and specific measurement equipment |  |  |  | Température | Perdu | Perdu | [9 empty] | FALSE |  | Thermocouple
2343 | CMAG0014_Thermocouple | Thermocouple | CMAG0014 |  | No |  |  | J.GUEIB | J.GUEIB | LABORATOIRE DEVELOPPEMENT / MAG / Armoire A (A6) |  |  | J.GUEIB | No | [20 empty] | No calibration status | 1 - Product quality and specific measurement equipment |  |  |  | Température | Perdu | Perdu | [9 empty] | FALSE |  | Thermocouple
2344 | CMAG0016_Thermocouple | Thermocouple | CMAG0016 |  | No |  |  | J.GUEIB | J.GUEIB | LABORATOIRE DEVELOPPEMENT / MAG / Armoire A (A6) |  |  | J.GUEIB | No | [21 empty] | 1 - Product quality and specific measurement equipment |  |  |  | Température | Réformé | Réformé | [9 empty] | FALSE |  | Thermocouple
2345 | CMAG0017_Thermocouple | Thermocouple | CMAG0017 |  | No |  |  | J.GUEIB | J.GUEIB | LABORATOIRE DEVELOPPEMENT / MAG / ARMOIRE A (A7) |  |  | J.GUEIB | No | [20 empty] | No calibration status | 1 - Product quality and specific measurement equipment |  |  |  | Température | Perdu | Perdu | [9 empty] | FALSE |  | Thermocouple
2346 | CMAG0018_Thermocouple | Thermocouple | CMAG0018 |  | No |  |  | J.GUEIB | J.GUEIB | LABORATOIRE DEVELOPPEMENT / MAG / ARMOIRE A (A7) |  |  | J.GUEIB | No | [21 empty] | 1 - Product quality and specific measurement equipment |  |  |  | Température | Réformé | Réformé | [9 empty] | FALSE |  | Thermocouple
2347 | CMAG0019_Thermocouple | Thermocouple | CMAG0019 |  | No |  |  | L.SALAUN | L.SALAUN | LABORATOIRE DEVELOPPEMENT / EPE / FEP-020 SIMTEC 20 Hz |  |  | L.SALAUN | No | [20 empty] | Conform | 1 - Product quality and specific measurement equipment | 27/04/2024 09:33:48 |  |  | Température | -40/+100 °C | ±2 °C | [9 empty] | FALSE |  | Thermocouple |  |  | 27/04/2022 09:33:48 |  | 744
2348 | CMAG0020_Thermocouple | Thermocouple | CMAG0020 |  | No |  |  | J.GUEIB | J.GUEIB | LABORATOIRE DEVELOPPEMENT / MAG / ARMOIRE A (A7) |  |  | J.GUEIB | No | [21 empty] | 1 - Product quality and specific measurement equipment |  |  |  | Température | Réformé | Réformé | [9 empty] | FALSE |  | Thermocouple
2349 | CMAG0021_Thermocouple | Thermocouple | CMAG0021 |  | No |  |  | J.GUEIB | J.GUEIB | LABORATOIRE DEVELOPPEMENT / MAG / ARMOIRE A (A7) |  |  | J.GUEIB | No | [20 empty] | No calibration status | 1 - Product quality and specific measurement equipment |  |  |  | Température | Perdu | Perdu | [9 empty] | FALSE |  | Thermocouple
2350 | CMAG0022_Pressure sensor | Pressure sensor | CMAG0022 |  | No |  |  | J.GUEIB | J.GUEIB | LABORATOIRE DEVELOPPEMENT / EPE / A-ATEX-01 |  |  | J.GUEIB | No | [14 empty] | PTX 510 | 2622673 |  |  |  |  | Conform | 1 - Product quality and specific measurement equipment | 20/05/2023 15:37:56 |  |  | Pression | 0/10 bar | ±20 mbar | [9 empty] | FALSE |  | Pressure sensor |  |  | 20/05/2021 15:37:56 |  | 744
2351 | CMAG0024_Pressure sensor | Pressure sensor | CMAG0024 |  | No |  |  | J.GUEIB | J.GUEIB | LABORATOIRE DEVELOPPEMENT / MAG / Armoire C (CR2,1 A) |  |  | J.GUEIB | No | [21 empty] | 1 - Product quality and specific measurement equipment |  |  |  | Pression | Réformé | Réformé | [9 empty] | FALSE |  | Pressure sensor
2352 | CMAG0025_Pressure sensor | Pressure sensor | CMAG0025 |  | No |  |  | J.GUEIB | J.GUEIB | LABORATOIRE DEVELOPPEMENT / EPE / A-ATEX-01 |  |  | J.GUEIB | No | [14 empty] | PT510 | 2550840 |  |  |  |  | Conform | 1 - Product quality and specific measurement equipment | 09/12/2023 13:39:05 |  |  | Pression | 0/1 bar | ±10 mbar | [9 empty] | FALSE |  | Pressure sensor |  |  | 09/12/2021 13:39:05 |  | 744
2353 | CMAG0026_Pressure sensor | Pressure sensor | CMAG0026 |  | No |  |  | L.SALAUN | L.SALAUN | LABORATOIRE DEVELOPPEMENT / EPE / A-ATEX-01 |  |  | L.SALAUN | No | [15 empty] | 2907127 | [5 empty] | 1 - Product quality and specific measurement equipment |  |  |  | Pression | 0/10 bar | ±20 mbar | [9 empty] | FALSE |  | Pressure sensor
2354 | CMAG0027_Caliper | Caliper | CMAG0027 |  | No |  |  | J.GUEIB | J.GUEIB | LABORATOIRE DEVELOPPEMENT / MET / O. Routier |  |  | J.GUEIB | No | [14 empty] | absolute | 190486 |  |  |  |  | Conform | 1 - Product quality and specific measurement equipment | 15/09/2023 00:00:00 |  |  | Dimensionnel | 0/150 mm | ± 0,1 mm | [9 empty] | FALSE |  | Caliper |  |  | 15/09/2021 00:00:00 |  | 744
2355 | CMAG0029_Pressure gauge | Pressure gauge | CMAG0029 |  | No |  |  | J.GUEIB | J.GUEIB | LABORATOIRE DEVELOPPEMENT / MAG / Armoire C ( CB 1,2) |  |  | J.GUEIB | No | [21 empty] | 1 - Product quality and specific measurement equipment |  |  |  | Pression | Réformé | Réformé | [9 empty] | FALSE |  | Pressure gauge
2356 | CMAG0030_Pressure sensor | Pressure sensor | CMAG0030 |  | No |  |  | L.SALAUN | L.SALAUN | LABORATOIRE DEVELOPPEMENT / EPE / A-ATEX-01 |  |  | L.SALAUN | No | [14 empty] | PTX510 | 2742595 |  |  |  |  | Conform | 1 - Product quality and specific measurement equipment | 15/07/2023 08:35:30 |  |  | Pression | -100/+200 mbar | ±1 mbar | [9 empty] | FALSE |  | Pressure sensor |  |  | 15/07/2021 08:35:30 |  | 744
2357 | CMAG0031_Pressure sensor | Pressure sensor | CMAG0031 |  | No |  |  | J.GUEIB | J.GUEIB | LABORATOIRE DEVELOPPEMENT / FEP / FEP-036 (ORVR) |  |  | J.GUEIB | No | [15 empty] | 2749879 |  |  |  |  | Conform | 1 - Product quality and specific measurement equipment | 22/11/2023 14:35:30 |  |  | Pression | 0/100 mbar | ± 0,5 mbar | [9 empty] | FALSE |  | Pressure sensor |  |  | 22/11/2021 14:35:30 |  | 744
2358 | CMAG0032_Pressure sensor | Pressure sensor | CMAG0032 |  | No |  |  | J.GUEIB | J.GUEIB | LABORATOIRE DEVELOPPEMENT / EPE / A-ATEX-01 |  |  | J.GUEIB | No | [14 empty] | PTX 510 | 2562724 |  |  |  |  | Conform | 1 - Product quality and specific measurement equipment | 19/07/2023 16:05:44 |  |  | Pression | -500/+500 mbar | ±4 mbar | [9 empty] | FALSE |  | Pressure sensor |  |  | 19/07/2021 16:05:44 |  | 744
2359 | CMAG0033_Pressure sensor | Pressure sensor | CMAG0033 |  | No |  |  | L.SALAUN | L.SALAUN | LABORATOIRE DEVELOPPEMENT / EPE / A-ATEX-01 |  |  | L.SALAUN | No | [14 empty] | PTX510 | 2116554 |  |  |  |  | Conform | 1 - Product quality and specific measurement equipment | 19/07/2023 09:07:50 |  |  | Pression | 0/250 mbar | ±1 mbar | [9 empty] | FALSE |  | Pressure sensor |  |  | 19/07/2021 09:07:50 |  | 744
2360 | CMAG0034_Pressure sensor | Pressure sensor | CMAG0034 |  | No |  |  | J.GUEIB | J.GUEIB | LABORATOIRE DEVELOPPEMENT / MAG / Armoire C (CR 1,3 B) |  |  | J.GUEIB | No | [15 empty] | 2116559 | [5 empty] | 1 - Product quality and specific measurement equipment |  |  |  | Pression | Réformé | Réformé | [9 empty] | FALSE |  | Pressure sensor
2361 | CMAG0035_Pressure sensor | Pressure sensor | CMAG0035 |  | No |  |  | J.GUEIB | J.GUEIB | LABORATOIRE DEVELOPPEMENT / EPE / A-ATEX-01 |  |  | J.GUEIB | No | [15 empty] | 2622695 |  |  |  |  | Conform | 1 - Product quality and specific measurement equipment | 20/05/2023 16:13:26 |  |  | Pression | 0/10 bar | ±20 mbar | [9 empty] | FALSE |  | Pressure sensor |  |  | 20/05/2021 16:13:26 |  | 744
2362 | CMAG0037_Pressure sensor | Pressure sensor | CMAG0037 |  | No |  |  | L.SALAUN | L.SALAUN | LABORATOIRE DEVELOPPEMENT / EPE / A-ATEX-01 |  |  | L.SALAUN | No | [15 empty] | 2116559 |  |  |  |  | Conform | 1 - Product quality and specific measurement equipment | 19/07/2023 16:18:47 |  |  | Pression | -400/+400 mbar | ±2 mbar | [9 empty] | FALSE |  | Pressure sensor |  |  | 19/07/2021 16:18:47 |  | 744
2363 | CMAG0038_Pressure sensor | Pressure sensor | CMAG0038 |  | No |  |  | L.SALAUN | L.SALAUN | LABORATOIRE DEVELOPPEMENT / EPE / A-ATEX-01 |  |  | L.SALAUN | No | [14 empty] | PTX510 | 2742593 |  |  |  |  | Conform | 1 - Product quality and specific measurement equipment | 15/07/2023 08:31:30 |  |  | Pression | -100/+200 mbar | ±1 mbar | [9 empty] | FALSE |  | Pressure sensor |  |  | 15/07/2021 08:31:30 |  | 744
2364 | CMAG0039_Pressure sensor | Pressure sensor | CMAG0039 |  | No |  |  | J.GUEIB | J.GUEIB | LABORATOIRE DEVELOPPEMENT / MAG / Armoire C (CR 1,6 B) |  |  | J.GUEIB | No | [14 empty] | UNIK5000 | 1475936 | [5 empty] | 1 - Product quality and specific measurement equipment |  |  |  | Pression | Réformé | Réformé | [9 empty] | FALSE |  | Pressure sensor
2365 | CMAG0040_Pressure sensor | Pressure sensor | CMAG0040 |  | No |  |  | J.GUEIB | J.GUEIB | LABORATOIRE DEVELOPPEMENT / MAG / Armoire C (CR1,3 C) |  |  | J.GUEIB | No | [14 empty] | UNIK 5000 | 1469270 | [5 empty] | 1 - Product quality and specific measurement equipment |  |  |  | Pression | Réformé | Réformé | [9 empty] | FALSE |  | Pressure sensor
2366 | CMAG0041_Pressure sensor | Pressure sensor | CMAG0041 |  | No |  |  | J.GUEIB | J.GUEIB | LABORATOIRE DEVELOPPEMENT / EPE / A-ATEX-01 |  |  | J.GUEIB | No | [14 empty] | UNIK 5000 | 485163 |  |  |  |  | Conform | 1 - Product quality and specific measurement equipment | 23/07/2023 13:49:50 |  |  | Pression | 0/1 bar | ±10 mbar | [9 empty] | FALSE |  | Pressure sensor |  |  | 23/07/2021 13:49:50 |  | 744
2367 | CMAG0042_Pressure sensor | Pressure sensor | CMAG0042 |  | No |  |  | J.GUEIB | J.GUEIB | LABORATOIRE DEVELOPPEMENT / EPE / A-ATEX-01 |  |  | J.GUEIB | No | [15 empty] | 1754444 |  |  |  |  | Conform | 1 - Product quality and specific measurement equipment | 21/05/2023 10:49:15 |  |  | Pression | 0/10 bar | ±20 mbar | [9 empty] | FALSE |  | Pressure sensor |  |  | 21/05/2021 10:49:15 |  | 744
2368 | CMAG0043_Pressure sensor | Pressure sensor | CMAG0043 |  | No |  |  | J.GUEIB | J.GUEIB | LABORATOIRE DEVELOPPEMENT / EPE / A-ATEX-01 |  |  | J.GUEIB | No | [14 empty] | PMP 5076 | 1771188 |  |  |  |  | Conform | 1 - Product quality and specific measurement equipment | 21/05/2023 11:05:46 |  |  | Pression | 0/4 bar | ±20 mbar | [9 empty] | FALSE |  | Pressure sensor |  |  | 21/05/2021 11:05:46 |  | 744
2369 | CMAG0044_Pressure sensor | Pressure sensor | CMAG0044 |  | No |  |  | L.SALAUN | L.SALAUN | LABORATOIRE DEVELOPPEMENT / EPE / A-ATEX-01 |  |  | L.SALAUN | No | [14 empty] | PTX510 | 2749896 |  |  |  |  | Conform | 1 - Product quality and specific measurement equipment | 15/07/2023 08:19:32 |  |  | Pression | 0/100 mbar | ±0,5 mbar | [9 empty] | FALSE |  | Pressure sensor |  |  | 15/07/2021 08:19:32 |  | 744
2370 | CMAG0045_Pressure sensor | Pressure sensor | CMAG0045 |  | No |  |  | J.GUEIB | J.GUEIB | LABORATOIRE DEVELOPPEMENT / EPE / A-ATEX-01 |  |  | J.GUEIB | No | [14 empty] | PTX510 | 1174200 |  |  |  |  | Conform | 1 - Product quality and specific measurement equipment | 17/05/2023 10:54:30 |  |  | Pression | 0/250 mbar | ±1 mbar | [9 empty] | FALSE |  | Pressure sensor |  |  | 17/05/2021 10:54:30 |  | 744
2371 | CMAG0046_Pressure sensor | Pressure sensor | CMAG0046 |  | No |  |  | J.GUEIB | J.GUEIB | LABORATOIRE DEVELOPPEMENT / MAG / Armoire C (CR1,6 C) |  |  | J.GUEIB | No | [14 empty] | PTC 510-1176 | 2562722 | [5 empty] | 1 - Product quality and specific measurement equipment |  |  |  | Pression | Réformé | Réformé | [9 empty] | FALSE |  | Pressure sensor
2372 | CMAG0047_Pressure sensor | Pressure sensor | CMAG0047 |  | No |  |  | L.SALAUN | L.SALAUN | LABORATOIRE DEVELOPPEMENT / EPE / A-ATEX-01 |  |  | L.SALAUN | No | [15 empty] | 2690855 |  |  |  |  | Conform | 1 - Product quality and specific measurement equipment | 06/06/2023 00:00:00 |  |  | Pression | 0/100 mbar | ±0,5 mbar | [9 empty] | FALSE |  | Pressure sensor |  |  | 06/06/2021 00:00:00 |  | 744
2373 | CMAG0048_Pressure sensor | Pressure sensor | CMAG0048 |  | No |  |  | L.SALAUN | L.SALAUN | LABORATOIRE DEVELOPPEMENT / EPE / A-ATEX-01 |  |  | L.SALAUN | No | [14 empty] | PTX510 | 1469273 |  |  |  |  | Conform | 1 - Product quality and specific measurement equipment | 19/07/2023 09:15:28 |  |  | Pression | 0/250 mbar | ±1 mbar | [9 empty] | FALSE |  | Pressure sensor |  |  | 19/07/2021 09:15:28 |  | 744
2374 | CMAG0049_Pressure sensor | Pressure sensor | CMAG0049 |  | No |  |  | L.SALAUN | L.SALAUN | LABORATOIRE DEVELOPPEMENT / EPE / A-ATEX-01 |  |  | L.SALAUN | No | [14 empty] | PTX510 | 2699199 |  |  |  |  | Conform | 1 - Product quality and specific measurement equipment | 15/07/2023 00:00:00 |  |  | Pression | -100/+200 mbar | ±1 mbar | [9 empty] | FALSE |  | Pressure sensor |  |  | 15/07/2021 00:00:00 |  | 744
2375 | CMAG0050_Pressure sensor | Pressure sensor | CMAG0050 |  | No |  |  | J.GUEIB | J.GUEIB | LABORATOIRE DEVELOPPEMENT / EPE / A-ATEX-01 |  |  | J.GUEIB | No | [14 empty] | PTX 510 | 2617916 |  |  |  |  | Conform | 1 - Product quality and specific measurement equipment | 23/07/2023 09:36:00 |  |  | Pression | 0/10 bar | ±20 mbar | [9 empty] | FALSE |  | Pressure sensor |  |  | 23/07/2021 09:36:00 |  | 744
2376 | CMAG0051_Pressure sensor | Pressure sensor | CMAG0051 |  | No |  |  | J.GUEIB | J.GUEIB | LABORATOIRE DEVELOPPEMENT / MAG / Armoire C (CR2,2 A) |  |  | J.GUEIB | No | [15 empty] | 3285522 | [5 empty] | 1 - Product quality and specific measurement equipment |  |  |  | Pression | Réformé | Réformé | [9 empty] | FALSE |  | Pressure sensor
2377 | CMAG0052_Pressure sensor | Pressure sensor | CMAG0052 |  | No |  |  | J.GUEIB | J.GUEIB | LABORATOIRE DEVELOPPEMENT / MAG / Armoire C (CR 1,1 D) |  |  | J.GUEIB | No | [14 empty] | PTX510 | 2749883 | [5 empty] | 1 - Product quality and specific measurement equipment |  |  |  | Pression | 0/100 mbar | ±0,5 mbar | [9 empty] | FALSE |  | Pressure sensor
2378 | CMAG0053_Pressure gauge | Pressure gauge | CMAG0053 |  | No |  |  | R.GRIMEAU | R.GRIMEAU | LABORATOIRE DEVELOPPEMENT / MET / A-MET-02 |  |  | R.GRIMEAU | No | [20 empty] | No calibration status | 1 - Product quality and specific measurement equipment |  |  |  | Pression | Perdu | Perdu | [9 empty] | FALSE |  | Pressure gauge
2379 | CMAG0054_Pressure gauge | Pressure gauge | CMAG0054 |  | No |  |  | J.GUEIB | J.GUEIB | LABORATOIRE DEVELOPPEMENT / MAG / Armoire C (CB 1,4) |  |  | J.GUEIB | No | [20 empty] | No calibration status | 1 - Product quality and specific measurement equipment |  |  |  | Pression | Perdu | Perdu | [9 empty] | FALSE |  | Pressure gauge
2380 | CMAG0055_Pressure gauge | Pressure gauge | CMAG0055 |  | No |  |  | J.GUEIB | J.GUEIB | LABORATOIRE DEVELOPPEMENT / MAG / Armoire C (CB 1,4) |  |  | J.GUEIB | No | [20 empty] | No calibration status | 1 - Product quality and specific measurement equipment |  |  |  | Pression | Perdu | Perdu | [9 empty] | FALSE |  | Pressure gauge
2381 | CMAG0057_Pressure gauge | Pressure gauge | CMAG0057 |  | No |  |  | J.GUEIB | J.GUEIB | LABORATOIRE DEVELOPPEMENT / MAG / Armoire C (CB 1,3) |  |  | J.GUEIB | No | [21 empty] | 1 - Product quality and specific measurement equipment |  |  |  | Pression | Réformé | Réformé | [9 empty] | FALSE |  | Pressure gauge
2382 | CMAG0058_Multimeter | Multimeter | CMAG0058 |  | No |  |  | J.GUEIB | J.GUEIB | LABORATOIRE DEVELOPPEMENT / MAG / Servante |  |  | J.GUEIB | No | [20 empty] | No calibration status | 3 - Not affecting quality equipment |  |  |  | Electricité | Approach device | Approach device | [9 empty] | FALSE |  | Multimeter
2383 | CMAG0059_Depth gauge | Depth gauge | CMAG0059 |  | No |  |  | J.GUEIB | J.GUEIB | LABORATOIRE DEVELOPPEMENT / MAG / Armoire B (B4) |  |  | J.GUEIB | No | [15 empty] | 14971 |  |  |  |  | Non-conforme | 1 - Product quality and specific measurement equipment |  |  |  | Dimensionnel | Perdu | Perdu | [9 empty] | FALSE |  | Depth gauge
2384 | CMAG0060_Inclinometer | Inclinometer | CMAG0060 |  | No |  |  | J.GUEIB | J.GUEIB | LABORATOIRE DEVELOPPEMENT / FEP / A-ATEX-03 |  |  | J.GUEIB | No | [20 empty] | Out of date | 1 - Product quality and specific measurement equipment | 11/09/2022 00:00:00 |  |  | Dimensionnel | 0/90 ° | ±0°30 | [9 empty] | FALSE |  | Inclinometer |  |  | 11/09/2019 00:00:00 |  | 1116
2385 | CMAG0062_Three points micrometer | Three points micrometer | CMAG0062 |  | No |  |  | R.GRIMEAU | R.GRIMEAU | LABORATOIRE DEVELOPPEMENT / MET / A-MET-01 |  |  | R.GRIMEAU | No | [14 empty] | ip 65 | [5 empty] | Conform | 1 - Product quality and specific measurement equipment | 03/06/2023 00:00:00 |  |  | Dimensionnel | 12/16 mm | ±5 µm | [9 empty] | FALSE |  | Three points micrometer |  |  | 03/06/2021 00:00:00 |  | 744
2386 | CMAG00625_Bore micrometer | Bore micrometer | CMAG00625 |  | No |  |  | R.GRIMEAU | R.GRIMEAU | LABORATOIRE DEVELOPPEMENT / MET / Armoire |  |  | R.GRIMEAU | No | [14 empty] | / | / |  |  |  |  | Conform |  | 03/06/2023 00:00:00 |  |  | Dimensionnel | 4,5/5,5 mm | ±5 µm | [11 empty] | Bore micrometer |  |  | 03/06/2021 00:00:00 |  | 744
2387 | CMAG0063_Caliper | Caliper | CMAG0063 |  | No |  |  | J.GUEIB | J.GUEIB | LABORATOIRE DEVELOPPEMENT / MAG / ARMOIRE B (B4) |  |  | J.GUEIB | No | [15 empty] | 334488 | [5 empty] | 1 - Product quality and specific measurement equipment |  |  |  | Dimensionnel | Réformé | Réformé | [9 empty] | FALSE |  | Caliper
2388 | CMAG0064_Depth gauge | Depth gauge | CMAG0064 |  | No |  |  | M.MERCIER | M.MERCIER | LABORATOIRE DEVELOPPEMENT / COM / A-COM-01 |  |  | M.MERCIER | No | [15 empty] | A/12 15219 |  |  |  |  | Out of date | 1 - Product quality and specific measurement equipment | 05/10/2022 00:00:00 |  |  | Dimensionnel | 0/350 mm | ±0,1 mm | [9 empty] | FALSE |  | Depth gauge |  |  | 05/10/2020 00:00:00 |  | 744
2389 | CMAG0066_Mechanical comparator | Mechanical comparator | CMAG0066 |  | No |  |  | R.GRIMEAU | R.GRIMEAU | LABORATOIRE DEVELOPPEMENT / MET / Armoire Basse |  |  | R.GRIMEAU | No | [14 empty] | ID-S1012B | 2513 |  |  |  |  | Conform | 1 - Product quality and specific measurement equipment | 15/09/2023 00:00:00 |  |  | Dimensionnel | 0/10 mm | ±0,05 mm | [9 empty] | FALSE |  | Mechanical comparator |  |  | 15/09/2021 00:00:00 |  | 744
2390 | CMAG0067_Standard gauge | Standard gauge | CMAG0067 |  | No |  |  | R.GRIMEAU | R.GRIMEAU | LABORATOIRE DEVELOPPEMENT / MET / Armoire |  |  | R.GRIMEAU | No | [15 empty] | AB38F079 |  |  |  |  | Conform | 0 - Standard equipment | 25/08/2024 00:00:00 |  |  | Dimensionnel | 20/40 mm | ±0,05 mm | [9 empty] | FALSE |  | Standard gauge |  |  | 25/08/2022 00:00:00 |  | 744
2391 | CMAG0068_Standard ring | Standard ring | CMAG0068 |  | No |  |  | R.GRIMEAU | R.GRIMEAU | LABORATOIRE DEVELOPPEMENT / MET / Armoire |  |  | R.GRIMEAU | No | [15 empty] | 122451 |  |  |  |  | Conform | 1 - Product quality and specific measurement equipment | 02/06/2023 00:00:00 |  |  | Dimensionnel | 16 mm | ±5 µm | [9 empty] | FALSE |  | Standard ring |  |  | 02/06/2021 00:00:00 |  | 744
2392 | CMAG0069_Three points micrometer | Three points micrometer | CMAG0069 |  | No |  |  | R.GRIMEAU | R.GRIMEAU | LABORATOIRE DEVELOPPEMENT / MET / A-MET-01 |  |  | R.GRIMEAU | No | [15 empty] | 246348 |  |  |  |  | Conform | 1 - Product quality and specific measurement equipment | 03/06/2023 00:00:00 |  |  | Dimensionnel | 12/16 mm | ±5 µm | [9 empty] | FALSE |  | Three points micrometer |  |  | 03/06/2021 00:00:00 |  | 744
2393 | CMAG0070_Three points micrometer | Three points micrometer | CMAG0070 |  | No |  |  | R.GRIMEAU | R.GRIMEAU | LABORATOIRE DEVELOPPEMENT / MET / A-MET-01 |  |  | R.GRIMEAU | No | [15 empty] | 245907 |  |  |  |  | Conform | 1 - Product quality and specific measurement equipment | 03/06/2023 00:00:00 |  |  | Dimensionnel | 16/20 mm | ±5 µm | [9 empty] | FALSE |  | Three points micrometer |  |  | 03/06/2021 00:00:00 |  | 744
2394 | CMAG0071_Protractor | Protractor | CMAG0071 |  | No |  |  | R.GRIMEAU | R.GRIMEAU | LABORATOIRE DEVELOPPEMENT / MET / Armoire |  |  | R.GRIMEAU | No | [14 empty] | PJ-A3000 | 302-7030 |  |  |  |  | Conform | 1 - Product quality and specific measurement equipment | 03/12/2023 00:00:00 |  |  | Dimensionnel | 0/180 ° | ±0°30 | [9 empty] | FALSE |  | Protractor |  |  | 03/12/2021 00:00:00 |  | 744
2395 | CMAG0072_Protractor | Protractor | CMAG0072 |  | No |  |  | J.GUEIB | J.GUEIB | LABORATOIRE DEVELOPPEMENT / COM / A-COM-01 |  |  | J.GUEIB | No | [20 empty] | Conform | 1 - Product quality and specific measurement equipment | 03/12/2023 00:00:00 |  |  | Dimensionnel | 0/180 ° | ±0°30 | [9 empty] | FALSE |  | Protractor |  |  | 03/12/2021 00:00:00 |  | 744
2396 | CMAG0073_Pressure gauge | Pressure gauge | CMAG0073 |  | No |  |  | F. TETAUD | F. TETAUD | LABORATOIRE DEVELOPPEMENT / MAG / Armoire D(D2) |  |  | F. TETAUD | No | [21 empty] | 1 - Product quality and specific measurement equipment |  |  |  | Pression | Réformé | Réformé | [9 empty] | FALSE |  | Pressure gauge
2397 | CMAG0074_Depth gauge | Depth gauge | CMAG0074 |  | No |  |  | R.GRIMEAU | R.GRIMEAU | LABORATOIRE DEVELOPPEMENT / MET / Armoire |  |  | R.GRIMEAU | No | [20 empty] | Conform | 1 - Product quality and specific measurement equipment | 15/11/2023 10:24:32 |  |  | Dimensionnel | 0/25 mm | ±0,01 mm | [9 empty] | FALSE |  | Depth gauge |  |  | 15/11/2021 10:24:32 |  | 744
2398 | CMAG0075_Two-Point Internal Micrometer | Two-Point Internal Micrometer | CMAG0075 |  | No |  |  | Y.SKOCZEK | Y.SKOCZEK | Armoire A-SCR-02 |  |  | Y.SKOCZEK | No | [14 empty] | Holtest-368-005 | [5 empty] | Conform | 1 - Product quality and specific measurement equipment | 04/05/2024 09:50:47 |  |  | Dimensionnel | 5/6 mm | ±5 µm | [9 empty] | FALSE |  | Two-Point Internal Micrometer |  |  | 04/05/2022 09:50:47 |  | 744
2399 | CMAG0076_Thermocouple | Thermocouple | CMAG0076 |  | No |  |  | J.GUEIB | J.GUEIB | LABORATOIRE DEVELOPPEMENT / MAG / ARMOIRE A (A3) |  |  | J.GUEIB | No | [20 empty] | No calibration status | 1 - Product quality and specific measurement equipment |  |  |  | Température | Perdu | Perdu | [9 empty] | FALSE |  | Thermocouple
2400 | CMAG0077_Pressure gauge | Pressure gauge | CMAG0077 |  | No |  |  | J.GUEIB | J.GUEIB | LABORATOIRE DEVELOPPEMENT / MAG / A VOIR EMPLACEMENT |  |  | J.GUEIB | No | [20 empty] | No calibration status | 1 - Product quality and specific measurement equipment |  |  |  | Pression | Perdu | Perdu | [9 empty] | FALSE |  | Pressure gauge
2401 | CMAG0078_Pressure sensor | Pressure sensor | CMAG0078 |  | No |  |  | J.GUEIB | J.GUEIB | LABORATOIRE DEVELOPPEMENT / MAG / Armoire C (CR3,1 A) |  |  | J.GUEIB | No | [20 empty] | No calibration status | 1 - Product quality and specific measurement equipment |  |  |  | Pression | Perdu | Perdu | [9 empty] | FALSE |  | Pressure sensor
2402 | CMAG0079_Pressure sensor | Pressure sensor | CMAG0079 |  | No |  |  | J.GUEIB | J.GUEIB | LABORATOIRE DEVELOPPEMENT / EPE / A-ATEX-01 |  |  | J.GUEIB | No | [14 empty] | PMP 5076 | 10441652 |  |  |  |  | No calibration status | 1 - Product quality and specific measurement equipment |  |  |  | Pression | Perdu | Perdu | [9 empty] | FALSE |  | Pressure sensor
2403 | CMAG0080_Multimeter | Multimeter | CMAG0080 |  | No |  |  | J.GUEIB | J.GUEIB | LABORATOIRE DEVELOPPEMENT / MAG |  |  | J.GUEIB | No | [20 empty] | No calibration status | 1 - Product quality and specific measurement equipment |  |  |  | Electricité | Perdu | Perdu | [9 empty] | FALSE |  | Multimeter
2404 | CMAG0082_Temperature display | Temperature display | CMAG0082 |  | No |  |  | J.GUEIB | J.GUEIB | LABORATOIRE DEVELOPPEMENT / EPE / A-ATEX-01 |  |  | J.GUEIB | No | [15 empty] | 90502 |  |  |  |  | Conform | 1 - Product quality and specific measurement equipment | 14/04/2023 14:27:58 |  |  | Température | -40/+120 °C | ±2 °C | [9 empty] | FALSE |  | Temperature display |  |  | 14/04/2021 14:27:58 |  | 744
2405 | CMAG0083_Temperature display | Temperature display | CMAG0083 |  | No |  |  | L.SALAUN | L.SALAUN | LABORATOIRE DEVELOPPEMENT / EPE / A-ATEX-01 |  |  | L.SALAUN | No | [14 empty] | ca 861 | 90314 |  |  |  |  | Conform | 1 - Product quality and specific measurement equipment | 16/02/2024 12:43:22 |  |  | Température | -40/+120 °C | ±2 °C | [9 empty] | FALSE |  | Temperature display |  |  | 16/02/2022 12:43:22 |  | 744
2406 | CMAG0085_Pressure sensor | Pressure sensor | CMAG0085 |  | No |  |  | L.SALAUN | L.SALAUN | LABORATOIRE DEVELOPPEMENT / EPE / A-ATEX-02 |  |  | L.SALAUN | No | [15 empty] | 2748882 |  |  |  |  | Non-conforme | 1 - Product quality and specific measurement equipment |  |  |  | Pression | 0/100 mbar | ±0,5 mbar | [9 empty] | FALSE |  | Pressure sensor
2407 | CMAG0086_Pressure sensor | Pressure sensor | CMAG0086 |  | No |  |  | L.SALAUN | L.SALAUN | LABORATOIRE DEVELOPPEMENT / EPE / A-ATEX-01 |  |  | L.SALAUN | No | [15 empty] | 2019926 |  |  |  |  | Conform | 1 - Product quality and specific measurement equipment | 23/08/2024 09:08:07 |  |  | Pression | 0/100 mbar | ±0,5 mbar | [9 empty] | FALSE |  | Pressure sensor |  |  | 23/08/2022 09:08:07 |  | 744
2408 | CMAG0087_Pressure sensor | Pressure sensor | CMAG0087 |  | No |  |  | L.SALAUN | L.SALAUN | LABORATOIRE DEVELOPPEMENT / EPE / A-ATEX-01 |  |  | L.SALAUN | No | [15 empty] | 2019915 |  |  |  |  | Conform | 1 - Product quality and specific measurement equipment | 23/08/2024 09:14:13 |  |  | Pression | 0/100 mbar | ±0,5 mbar | [9 empty] | FALSE |  | Pressure sensor |  |  | 23/08/2022 09:14:13 |  | 744
2409 | CMAG0088_Pressure sensor | Pressure sensor | CMAG0088 |  | No |  |  | J.GUEIB | J.GUEIB | LABORATOIRE DEVELOPPEMENT / MAG / Armoire C (CR 3,3E) |  |  | J.GUEIB | No | [21 empty] | 1 - Product quality and specific measurement equipment |  |  |  | Pression | Réformé | Réformé | [9 empty] | FALSE |  | Pressure sensor
2410 | CMAG0089_X channel data logger | X channel data logger | CMAG0089 |  | No |  |  | L.SALAUN | L.SALAUN | LABORATOIRE DEVELOPPEMENT / FEP / FEP-03B |  |  | L.SALAUN | No | [14 empty] | GL220 | [5 empty] | Out of date | 1 - Product quality and specific measurement equipment | 22/12/2022 00:00:00 |  |  | Electricité | -40/+100°C; 0/20mV; 0/50mV; 0/100mV; 0/200mV; 0/500mV; 0/1V; 0/2V; 0/5V; 0/10V; 1/5V; 4/20mA | ±1 °C; ±0,1 %FS; ±0,4 %RV | [9 empty] | FALSE |  | X channel data logger |  |  | 22/12/2021 00:00:00 |  | 372
2411 | CMAG0090_Megohmmeter | Megohmmeter | CMAG0090 |  | No |  |  | J.GUEIB | J.GUEIB | LABORATOIRE DEVELOPPEMENT / EPE / A-ATEX-01 |  |  | J.GUEIB | No | [20 empty] | Conform | 1 - Product quality and specific measurement equipment | 27/04/2023 00:00:00 |  |  | Electricité | 5/500V DC; 1/100 MOhm | ±3 %RV; ±3 %RV | [9 empty] | FALSE |  | Megohmmeter |  |  | 27/04/2021 00:00:00 |  | 744
2412 | CMAG0091_Torque wrench | Torque wrench | CMAG0091 |  | No |  |  | R.GRIMEAU | R.GRIMEAU | LABORATOIRE DEVELOPPEMENT / MET / Armoire Base |  |  | R.GRIMEAU | No | [14 empty] | R 306-25D | K240830 |  |  |  |  | Conform | 1 - Product quality and specific measurement equipment | 07/07/2024 14:54:11 |  |  | Couple | 5/25 Nm | ±4 %RV | [9 empty] | FALSE |  | Torque wrench |  |  | 07/07/2022 14:54:11 |  | 744
2413 | CMAG0092_Torque wrench | Torque wrench | CMAG0092 |  | No |  |  | M.MERCIER | M.MERCIER | LABORATOIRE DEVELOPPEMENT / EMI / Zone EMI |  |  | M.MERCIER | No | [14 empty] | V1R | 0FD023702 |  |  |  |  | Conform | 1 - Product quality and specific measurement equipment | 03/10/2024 11:20:03 |  |  | Couple | 3/13,5 Nm | ±4 % | [9 empty] | FALSE |  | Torque wrench |  |  | 03/10/2022 11:20:03 |  | 744
2414 | CMAG0093_Torque wrench | Torque wrench | CMAG0093 |  | No |  |  | R.GRIMEAU | R.GRIMEAU | LABORATOIRE DEVELOPPEMENT / MET / Armoire |  |  | R.GRIMEAU | No | [14 empty] | V1R | 0BE005237 |  |  |  |  | Non-conforme | 1 - Product quality and specific measurement equipment |  |  |  | Couple | Perdu | Perdu | [9 empty] | FALSE |  | Torque wrench
2415 | CMAG0094_Pressure sensor | Pressure sensor | CMAG0094 |  | No |  |  | L.SALAUN | L.SALAUN | LABORATOIRE DEVELOPPEMENT / EPE / A-ATEX-01 |  |  | L.SALAUN | No | [14 empty] | PTX510 | 2439840 |  |  |  |  | Conform | 1 - Product quality and specific measurement equipment | 13/07/2023 13:41:29 |  |  | Pression | 0/100 mbar | ±0,5 mbar | [9 empty] | FALSE |  | Pressure sensor |  |  | 13/07/2021 13:41:29 |  | 744
2416 | CMAG0095_Pressure sensor | Pressure sensor | CMAG0095 |  | No |  |  | J.GUEIB | J.GUEIB | LABORATOIRE DEVELOPPEMENT / EPE / A-ATEX-01 |  |  | J.GUEIB | No | [14 empty] | PTX510 | 2742596 |  |  |  |  | Conform | 1 - Product quality and specific measurement equipment | 17/05/2023 00:00:00 |  |  | Pression | -100/+200 mbar | ±2 mbar | [9 empty] | FALSE |  | Pressure sensor |  |  | 17/05/2021 00:00:00 |  | 744
2417 | CMAG0096_Pressure sensor | Pressure sensor | CMAG0096 |  | No |  |  | J.GUEIB | J.GUEIB | LABORATOIRE DEVELOPPEMENT / EPE / A-ATEX-01 |  |  | J.GUEIB | No | [14 empty] | PTX510 | 2742597 |  |  |  |  | Conform | 1 - Product quality and specific measurement equipment | 17/05/2023 10:33:14 |  |  | Pression | -100/+200 mbar | ±2 mbar | [9 empty] | FALSE |  | Pressure sensor |  |  | 17/05/2021 10:33:14 |  | 744
2418 | CMAG0097_X channel data logger | X channel data logger | CMAG0097 |  | No |  |  | J.GUEIB | J.GUEIB | LABORATOIRE DEVELOPPEMENT / MAG / Armoire D (D3) |  |  | J.GUEIB | No | [21 empty] | 1 - Product quality and specific measurement equipment |  |  |  | Electricité | Réformé | Réformé | [9 empty] | FALSE |  | X channel data logger
2419 | CMAG0098_Lever comparator | Lever comparator | CMAG0098 |  | No |  |  | R.GRIMEAU | R.GRIMEAU | LABORATOIRE DEVELOPPEMENT / MET / Armoire |  |  | R.GRIMEAU | No | [15 empty] | 811795 |  |  |  |  | Conform | 1 - Product quality and specific measurement equipment |  |  |  | Dimensionnel | 0/0,8 mm | ±0,020 mm | [9 empty] | FALSE |  | Lever comparator |  |  | 19/04/2017 00:00:00 |  | 744
2420 | CMAG0099_Mechanical comparator | Mechanical comparator | CMAG0099 |  | No |  |  | R.GRIMEAU | R.GRIMEAU | LABORATOIRE DEVELOPPEMENT / MET / Armoire |  |  | R.GRIMEAU | No | [15 empty] | 7305 |  |  |  |  | Conform | 1 - Product quality and specific measurement equipment | 02/06/2023 00:00:00 |  |  | Dimensionnel | 0/20 mm | ±0,02 mm | [9 empty] | FALSE |  | Mechanical comparator |  |  | 02/06/2021 00:00:00 |  | 744
2421 | CMAG0100_Densimeter | Densimeter | CMAG0100 |  | No |  |  | M.MERCIER | M.MERCIER | LABORATOIRE DEVELOPPEMENT / COM / A-COM-01 |  |  | M.MERCIER | No | [14 empty] | DMA 35 V3 EX | 80681816 |  |  |  |  | Conform | 1 - Product quality and specific measurement equipment | 23/11/2023 00:00:00 |  |  | Chimie | 0/3 g/cm3 | ±0,001 g/cm3 | [9 empty] | FALSE |  | Densimeter |  |  | 23/11/2021 00:00:00 |  | 744
2422 | CMAG0101_X channel data logger | X channel data logger | CMAG0101 |  | No |  |  | L.SALAUN | L.SALAUN | LABORATOIRE DEVELOPPEMENT / FEP / FEP-02B |  |  | L.SALAUN | No | [14 empty] | GL220 | [5 empty] | Conform | 1 - Product quality and specific measurement equipment | 16/03/2023 00:00:00 |  |  | Electricité | -40/+100°C; 0/20mV; 0/50mV; 0/100mV; 0/200mV; 0/500mV; 0/1V; 0/2V; 0/5V; 0/10V; 1/5V; 4/20mA | ±1 °C; ±0,1 %FS; ±0,4 %RV | [9 empty] | FALSE |  | X channel data logger |  |  | 16/03/2022 00:00:00 |  | 372
2423 | CMAG0102_X channel data logger | X channel data logger | CMAG0102 |  | No |  |  | L.SALAUN | L.SALAUN | LABORATOIRE DEVELOPPEMENT / FEP / FEP-01B |  |  | L.SALAUN | No | [20 empty] | Out of date | 1 - Product quality and specific measurement equipment | 18/11/2022 00:00:00 |  |  | Electricité | -40/+100°C; 0/20mV; 0/50mV; 0/100mV; 0/200mV; 0/500mV; 0/1V; 0/2V; 0/5V; 0/10V; 1/5V; 4/20mA | ±1 °C; ±0,1 %FS; ±0,4 %RV | [9 empty] | FALSE |  | X channel data logger |  |  | 18/11/2021 00:00:00 |  | 372
2424 | CMAG0103_Pressure sensor | Pressure sensor | CMAG0103 |  | No |  |  | J.GUEIB | J.GUEIB | LABORATOIRE DEVELOPPEMENT / EPE / A-ATEX-01 |  |  | J.GUEIB | No | [14 empty] | PTX510 | 2749892 |  |  |  |  | Conform | 1 - Product quality and specific measurement equipment | 13/07/2023 15:08:03 |  |  | Pression | 0/100 mbar | ±0,5 mbar | [9 empty] | FALSE |  | Pressure sensor |  |  | 13/07/2021 15:08:03 |  | 744
2425 | CMAG0104_Pressure sensor | Pressure sensor | CMAG0104 |  | No |  |  | J.GUEIB | J.GUEIB | LABORATOIRE DEVELOPPEMENT / EPE / A-ATEX-01 |  |  | J.GUEIB | No | [14 empty] | PTX510 | 2914527 |  |  |  |  | Conform | 1 - Product quality and specific measurement equipment | 21/05/2023 09:15:03 |  |  | Pression | 0/10 bar | ±20 mbar | [9 empty] | FALSE |  | Pressure sensor |  |  | 21/05/2021 09:15:03 |  | 744
2426 | CMAG0105_Liquid flowmeter | Liquid flowmeter | CMAG0105 |  | No |  |  | J.GUEIB | J.GUEIB | LABORATOIRE DEVELOPPEMENT / EPE / A-ATEX-02 |  |  | J.GUEIB | No | [15 empty] | 24044 |  |  |  |  | Out of date | 1 - Product quality and specific measurement equipment | 10/10/2019 16:02:20 |  |  | Débit | 0/100 L/h | ±1 L/h | [9 empty] | FALSE |  | Liquid flowmeter |  |  | 10/10/2017 16:02:20 |  | 744
2427 | CMAG0106_Caliper | Caliper | CMAG0106 |  | No |  |  | R.GRIMEAU | R.GRIMEAU | LABORATOIRE DEVELOPPEMENT / MET / Armoire |  |  | R.GRIMEAU | No | [15 empty] | 1006 | [5 empty] | 1 - Product quality and specific measurement equipment |  |  |  | Dimensionnel | 0/190 mm | ±0,1 mm | [9 empty] | FALSE |  | Caliper
2428 | CMAG0107_Caliper | Caliper | CMAG0107 |  | No |  |  | Y.SKOCZEK | Y.SKOCZEK | Armoire A-SCR-02 |  |  | Y.SKOCZEK | No | [14 empty] | 7003945 | 7003945/93 |  |  |  |  | Conform | 1 - Product quality and specific measurement equipment | 02/06/2023 00:00:00 |  |  | Dimensionnel | 0/200 mm | ±0,1 mm | [9 empty] | FALSE |  | Caliper |  |  | 02/06/2021 00:00:00 |  | 744
2429 | CMAG0108_Protractor | Protractor | CMAG0108 |  | No |  |  | J.GUEIB | J.GUEIB | LABORATOIRE DEVELOPPEMENT / MAG / Armoire B (B3) |  |  | J.GUEIB | No | [20 empty] | Conform | 1 - Product quality and specific measurement equipment |  |  |  | Dimensionnel | 0/100 ° | ±0°30 | [9 empty] | FALSE |  | Protractor |  |  | 13/06/2017 00:00:00 |  | 744
2430 | CMAG0109_Torque wrench | Torque wrench | CMAG0109 |  | No |  |  | R.GRIMEAU | R.GRIMEAU | LABORATOIRE DEVELOPPEMENT / COM / A-COM-01 |  |  | R.GRIMEAU | No | [14 empty] | DYKK200(200N.m) | 221933 |  |  |  |  | Conform | 1 - Product quality and specific measurement equipment | 27/07/2023 11:28:16 |  |  | Couple | 40/200 Nm | ±4 %RV | [9 empty] | FALSE |  | Torque wrench |  |  | 27/07/2021 11:28:16 |  | 744
2431 | CMAG0111_Mechanical comparator | Mechanical comparator | CMAG0111 |  | No |  |  | R.GRIMEAU | R.GRIMEAU | LABORATOIRE DEVELOPPEMENT / MET / Armoire |  |  | R.GRIMEAU | No | [20 empty] | Conform | 1 - Product quality and specific measurement equipment | 02/06/2023 00:00:00 |  |  | Dimensionnel | 0/10 mm | ±0,05 mm | [9 empty] | FALSE |  | Mechanical comparator |  |  | 02/06/2021 00:00:00 |  | 744
2432 | CMAG0112_Caliper | Caliper | CMAG0112 |  | No |  |  | M.MERCIER | M.MERCIER | LABORATOIRE DEVELOPPEMENT / COM / Armoire Haute |  |  | M.MERCIER | No | [15 empty] | 8.5e+208 | [5 empty] | 1 - Product quality and specific measurement equipment |  |  |  | Dimensionnel | 0/250 mm | ±0,1 mm | [9 empty] | FALSE |  | Caliper
2433 | CMAG0113_Liquid flowmeter | Liquid flowmeter | CMAG0113 |  | No |  |  | J.GUEIB | J.GUEIB | LABORATOIRE DEVELOPPEMENT / MAG / Armoire B (B8) |  |  | J.GUEIB | No | [20 empty] | Non-conforme | 1 - Product quality and specific measurement equipment |  |  |  | Débit | 0/500 L/h | ±5 L/h | [9 empty] | FALSE |  | Liquid flowmeter
2434 | CMAG0114_Refractometer | Refractometer | CMAG0114 |  | No |  |  | J.GUEIB | J.GUEIB | LABORATOIRE DEVELOPPEMENT / EPE / A-ATEX-01 |  |  | J.GUEIB | No | [14 empty] | PAL-RI | A130378 |  |  |  |  | Conform | 1 - Product quality and specific measurement equipment |  |  |  | Chimie | 1,3306/1,5284 | ±0,01 | [9 empty] | FALSE |  | Refractometer |  |  | 24/11/2017 10:24:51 |  | 744
2435 | CMAG0115_Refractometer | Refractometer | CMAG0115 |  | No |  |  | J.GUEIB | J.GUEIB | LABORATOIRE DEVELOPPEMENT / EPE / A-ATEX-01 |  |  | J.GUEIB | No | [14 empty] | PAL-RI | A333037 |  |  |  |  | Out of date | 1 - Product quality and specific measurement equipment | 24/11/2019 10:19:57 |  |  | Chimie | 1,3306/1,5284 | ±0,01 | [9 empty] | FALSE |  | Refractometer |  |  | 24/11/2017 10:19:57 |  | 744
2436 | CMAG0116_Coulombmeter | Coulombmeter | CMAG0116 |  | No |  |  | L.SALAUN | L.SALAUN | LABORATOIRE DEVELOPPEMENT / EPE / A-ATEX-02 |  |  | L.SALAUN | No | [14 empty] | HMG 11/02 | 8102600157 |  |  |  |  | Out of date | 1 - Product quality and specific measurement equipment | 20/07/2022 00:00:00 |  |  | Electricité | 0-200nC | +/- 1 nC | [9 empty] | FALSE |  | Coulombmeter |  |  | 20/07/2020 00:00:00 |  | 744
2437 | CMAG0120_Calibrateur de pression | Calibrateur de pression | CMAG0120 |  | No |  |  | K.TALEB | K.TALEB | METROLOGIE / QUA / Zone calibration |  |  | K.TALEB | No | [14 empty] | dpi 510 | 3992/00-01 |  |  |  |  | Conform | 0 - Standard equipment | 05/05/2023 00:00:00 |  |  | Pression | - 200/200 mbar -1000/-200; 200/1000 mbar | ± 0,1 mbar± 0,04% RV | [9 empty] | FALSE |  | Calibrateur de pression |  |  | 05/05/2021 00:00:00 |  | 744
2438 | CMAG0121_Standard thermostatic bath | Standard thermostatic bath | CMAG0121 |  | No |  |  | K.TALEB | K.TALEB | METROLOGIE / QUA / Zone calibration |  |  | K.TALEB | No | [20 empty] | Non-conforme | 0 - Standard equipment |  |  |  | Température | -20/+125 °C | ± 0,5 °C | [9 empty] | FALSE |  | Standard thermostatic bath |  |  | 20/08/2015 00:00:00 |  | 1488
2439 | CMAG0122_Densimeter | Densimeter | CMAG0122 |  | No |  |  | J.GUEIB | J.GUEIB | LABORATOIRE DEVELOPPEMENT / MAG / Armoire A (A1) |  |  | J.GUEIB | No | [20 empty] | Conform | 1 - Product quality and specific measurement equipment |  |  |  | Chimie | 700/750 g/L | ± 0,5 g/L | [9 empty] | FALSE |  | Densimeter |  |  | 03/09/2015 00:00:00 |  | 3720
2440 | CMAG0123_Densimeter | Densimeter | CMAG0123 |  | No |  |  | J.GUEIB | J.GUEIB | LABORATOIRE DEVELOPPEMENT / MAG / Armoire A (A1) |  |  | J.GUEIB | No | [20 empty] | Conform | 1 - Product quality and specific measurement equipment |  |  |  | Chimie | 750/800 g/L | ± 0,5 g/L | [9 empty] | FALSE |  | Densimeter |  |  | 15/12/2015 00:00:00 |  | 3720
2441 | CMAG0124_Densimeter | Densimeter | CMAG0124 |  | No |  |  | J.GUEIB | J.GUEIB | LABORATOIRE DEVELOPPEMENT / MAG / Armoire A (A1) |  |  | J.GUEIB | No | [20 empty] | Conform | 1 - Product quality and specific measurement equipment |  |  |  | Chimie | 850/900 g/L | ± 0,5 g/L | [9 empty] | FALSE |  | Densimeter |  |  | 03/09/2015 00:00:00 |  | 3720
2442 | CMAG0125_Densimeter | Densimeter | CMAG0125 |  | No |  |  | J.GUEIB | J.GUEIB | LABORATOIRE DEVELOPPEMENT / MAG / Armoire A (A1) |  |  | J.GUEIB | No | [20 empty] | Conform | 1 - Product quality and specific measurement equipment |  |  |  | Chimie | 900/950 g/L | ± 0,5 g/L | [9 empty] | FALSE |  | Densimeter |  |  | 03/09/2015 00:00:00 |  | 3720
2443 | CMAG0126_Thermocouple | Thermocouple | CMAG0126 |  | No |  |  | J.GUEIB | J.GUEIB | LABORATOIRE DEVELOPPEMENT / MAG / ARMOIRE A (A4) |  |  | J.GUEIB | No | [20 empty] | No calibration status | 1 - Product quality and specific measurement equipment |  |  |  | Température | Perdu | Perdu | [9 empty] | FALSE |  | Thermocouple
2444 | CMAG0127_Thermocouple | Thermocouple | CMAG0127 |  | No |  |  | J.GUEIB | J.GUEIB | LABORATOIRE DEVELOPPEMENT / MAG / ARMOIRE A (A7) |  |  | J.GUEIB | No | [20 empty] | No calibration status | 1 - Product quality and specific measurement equipment |  |  |  | Température | Perdu | Perdu | [9 empty] | FALSE |  | Thermocouple
2445 | CMAG0129_Thermocouple | Thermocouple | CMAG0129 |  | No |  |  | J.GUEIB | J.GUEIB | LABORATOIRE DEVELOPPEMENT / MAG / ARMOIRE A (A8) |  |  | J.GUEIB | No | [20 empty] | No calibration status | 1 - Product quality and specific measurement equipment |  |  |  | Température | Perdu | Perdu | [9 empty] | FALSE |  | Thermocouple
2446 | CMAG0131_Thermocouple | Thermocouple | CMAG0131 |  | No |  |  | J.GUEIB | J.GUEIB | LABORATOIRE DEVELOPPEMENT / MAG / ARMOIRE A (A8) |  |  | J.GUEIB | No | [20 empty] | No calibration status | 1 - Product quality and specific measurement equipment |  |  |  | Température | Perdu | Perdu | [9 empty] | FALSE |  | Thermocouple
2447 | CMAG0132_Thermocouple | Thermocouple | CMAG0132 |  | No |  |  | J.GUEIB | J.GUEIB | LABORATOIRE DEVELOPPEMENT / MAG / ARMOIRE A (A8) |  |  | J.GUEIB | No | [20 empty] | No calibration status | 1 - Product quality and specific measurement equipment |  |  |  | Température | Perdu | Perdu | [9 empty] | FALSE |  | Thermocouple
2448 | CMAG0133_Thermocouple | Thermocouple | CMAG0133 |  | No |  |  | J.GUEIB | J.GUEIB | LABORATOIRE DEVELOPPEMENT / EPE / A-ATEX-02 |  |  | J.GUEIB | No | [20 empty] | Conforme | 1 - Product quality and specific measurement equipment |  |  |  | Température | -40/+100 °C | ±2 °C | [9 empty] | FALSE |  | Thermocouple
2449 | CMAG0134_Thermocouple | Thermocouple | CMAG0134 |  | No |  |  | J.GUEIB | J.GUEIB | LABORATOIRE DEVELOPPEMENT / MAG / ARMOIRE A (A8) |  |  | J.GUEIB | No | [21 empty] | 1 - Product quality and specific measurement equipment |  |  |  | Température | Réformé | Réformé | [9 empty] | FALSE |  | Thermocouple
2450 | CMAG0135_Thermocouple | Thermocouple | CMAG0135 |  | No |  |  | L.SALAUN | L.SALAUN | LABORATOIRE DEVELOPPEMENT / EPE / A-ATEX-02 |  |  | L.SALAUN | No | [21 empty] | 1 - Product quality and specific measurement equipment |  |  |  | Température | -50/+200 °C | ±2 °C | [9 empty] | FALSE |  | Thermocouple
2451 | CMAG0136_Thermocouple | Thermocouple | CMAG0136 |  | No |  |  | J.GUEIB | J.GUEIB | LABORATOIRE DEVELOPPEMENT / MAG / ARMOIRE A (A4) |  |  | J.GUEIB | No | [20 empty] | No calibration status | 1 - Product quality and specific measurement equipment |  |  |  | Température | Perdu | Perdu | [9 empty] | FALSE |  | Thermocouple
2452 | CMAG0137_Thermocouple | Thermocouple | CMAG0137 |  | No |  |  | J.GUEIB | J.GUEIB | LABORATOIRE DEVELOPPEMENT / MAG / ARMOIRE A (A4) |  |  | J.GUEIB | No | [20 empty] | No calibration status | 1 - Product quality and specific measurement equipment |  |  |  | Température | Perdu | Perdu | [9 empty] | FALSE |  | Thermocouple
2453 | CMAG0138_Thermocouple | Thermocouple | CMAG0138 |  | No |  |  | J.GUEIB | J.GUEIB | LABORATOIRE DEVELOPPEMENT / MAG / ARMOIRE A (A4) |  |  | J.GUEIB | No | [20 empty] | No calibration status | 1 - Product quality and specific measurement equipment |  |  |  | Température | Perdu | Perdu | [9 empty] | FALSE |  | Thermocouple
2454 | CMAG0140_Thermocouple | Thermocouple | CMAG0140 |  | No |  |  | L.SALAUN | L.SALAUN | LABORATOIRE DEVELOPPEMENT / EPE / A-ATEX-02 |  |  | L.SALAUN | No | [20 empty] | Non-conforme | 1 - Product quality and specific measurement equipment |  |  |  | Température | -40/+100 °C | ±2 °C | [9 empty] | FALSE |  | Thermocouple
2455 | CMAG0141_Thermocouple | Thermocouple | CMAG0141 |  | No |  |  | J.GUEIB | J.GUEIB | LABORATOIRE DEVELOPPEMENT / MAG / ARMOIRE A (A3) |  |  | J.GUEIB | No | [20 empty] | No calibration status | 1 - Product quality and specific measurement equipment |  |  |  | Température | Perdu | Perdu | [9 empty] | FALSE |  | Thermocouple
2456 | CMAG0142_Thermocouple | Thermocouple | CMAG0142 |  | No |  |  | J.GUEIB | J.GUEIB | LABORATOIRE DEVELOPPEMENT / MAG / ARMOIRE A (A3) |  |  | J.GUEIB | No | [20 empty] | No calibration status | 1 - Product quality and specific measurement equipment |  |  |  | Température | Perdu | Perdu | [9 empty] | FALSE |  | Thermocouple
2457 | CMAG0143_Thermocouple | Thermocouple | CMAG0143 |  | No |  |  | L.SALAUN | L.SALAUN | LABORATOIRE DEVELOPPEMENT / EPE / A-ATEX-02 |  |  | L.SALAUN | No | [20 empty] | Conform | 1 - Product quality and specific measurement equipment | 14/04/2023 14:18:14 |  |  | Température | -40/+100 °C | ±2 °C | [9 empty] | FALSE |  | Thermocouple |  |  | 14/04/2021 14:18:14 |  | 744
2458 | CMAG0144_Thermocouple | Thermocouple | CMAG0144 |  | No |  |  | J.GUEIB | J.GUEIB | LABORATOIRE DEVELOPPEMENT / MAG / Armoire A (A2) |  |  | J.GUEIB | No | [21 empty] | 1 - Product quality and specific measurement equipment |  |  |  | Température | -40/+100 °C | ±2 °C | [9 empty] | FALSE |  | Thermocouple
2459 | CMAG0145_Thermocouple | Thermocouple | CMAG0145 |  | No |  |  | J.GUEIB | J.GUEIB | LABORATOIRE DEVELOPPEMENT / MAG / Armoire A (A2) |  |  | J.GUEIB | No | [20 empty] | Non-conforme | 1 - Product quality and specific measurement equipment |  |  |  | Température | -40/+100 °C | ±2 °C | [9 empty] | FALSE |  | Thermocouple
2460 | CMAG0146_Thermocouple | Thermocouple | CMAG0146 |  | No |  |  | L.SALAUN | L.SALAUN | LABORATOIRE DEVELOPPEMENT / EPE / armoire |  |  | L.SALAUN | No | [21 empty] | 1 - Product quality and specific measurement equipment |  |  |  | Température | -40/+100 °C | ±2 °C | [9 empty] | FALSE |  | Thermocouple
2461 | CMAG0147_Thermocouple | Thermocouple | CMAG0147 |  | No |  |  | J.GUEIB | J.GUEIB | LABORATOIRE DEVELOPPEMENT / MAG / Armoire A (A2) |  |  | J.GUEIB | No | [20 empty] | Non-conforme | 1 - Product quality and specific measurement equipment |  |  |  | Température | -40/+100 °C | ±2 °C | [9 empty] | FALSE |  | Thermocouple
2462 | CMAG0149_Densimeter | Densimeter | CMAG0149 |  | No |  |  | R.GRIMEAU | R.GRIMEAU | LABORATOIRE DEVELOPPEMENT / MET / Armoire |  |  | R.GRIMEAU | No | [20 empty] | Conform | 1 - Product quality and specific measurement equipment |  |  |  | Dureté | 0/100 shore A | ±3 Shore A | [9 empty] | FALSE |  | Densimeter |  |  | 22/12/2017 00:00:00 |  | 744
2463 | CMAG0150_Caliper gauge | Caliper gauge | CMAG0150 |  | No |  |  | R.GRIMEAU | R.GRIMEAU | LABORATOIRE DEVELOPPEMENT / MET / Armoire |  |  | R.GRIMEAU | No | [20 empty] | Conform | 1 - Product quality and specific measurement equipment | 25/08/2024 00:00:00 |  |  | Dimensionnel | 30/40 mm | ±0,05 mm | [9 empty] | FALSE |  | Caliper gauge |  |  | 25/08/2022 00:00:00 |  | 744
2464 | CMAG0151_Conductivity meter | Conductivity meter | CMAG0151 |  | No |  |  | L.SALAUN | L.SALAUN | LABORATOIRE DEVELOPPEMENT / EPE / A-ATEX-02 |  |  | L.SALAUN | No | [20 empty] | Out of date | 1 - Product quality and specific measurement equipment | 27/07/2022 00:00:00 |  |  | Chimie | 0-1999 ps/m | ±5 pS/m | [9 empty] | FALSE |  | Conductivity meter |  |  | 27/07/2018 00:00:00 |  | 1488
2465 | CMAG0152_Thermohygrometer | Thermohygrometer | CMAG0152 |  | No |  |  | J.GUEIB | J.GUEIB | LABORATOIRE DEVELOPPEMENT / MAG / Armoire B (B6) |  |  | J.GUEIB | No | [20 empty] | Non-conforme | 1 - Product quality and specific measurement equipment |  |  |  | Humidité | Perdu | Perdu | [9 empty] | FALSE |  | Thermohygrometer
2466 | CMAG0153_Torque wrench | Torque wrench | CMAG0153 |  | No |  |  | J.GUEIB | J.GUEIB | LABORATOIRE DEVELOPPEMENT / MAG |  |  | J.GUEIB | No | [14 empty] | J6177NMF(30N.m) | 2109140 | [5 empty] | 1 - Product quality and specific measurement equipment |  |  |  | Couple | Réformé | Réformé | [9 empty] | FALSE |  | Torque wrench
2467 | CMAG0155_Pressure sensor | Pressure sensor | CMAG0155 |  | No |  |  | L.SALAUN | L.SALAUN | LABORATOIRE DEVELOPPEMENT / EPE / A-ATEX-01 |  |  | L.SALAUN | No | [14 empty] | PTX510 | 2749889 |  |  |  |  | Conform | 1 - Product quality and specific measurement equipment | 13/07/2023 11:30:36 |  |  | Pression | 0/100 mbar | ±0,5 mbar | [9 empty] | FALSE |  | Pressure sensor |  |  | 13/07/2021 11:30:36 |  | 744
2468 | CMAG0156_Thermocouple | Thermocouple | CMAG0156 |  | No |  |  | L.SALAUN | L.SALAUN | LABORATOIRE DEVELOPPEMENT / EPE / A-ATEX-01 |  |  | L.SALAUN | No | [20 empty] | Conform | 1 - Product quality and specific measurement equipment | 16/02/2023 00:00:00 |  |  | Température | -40/+120 °C | ±2 °C | [9 empty] | FALSE |  | Thermocouple |  |  | 16/02/2021 00:00:00 |  | 744
2469 | CMAG0157_Thermocouple | Thermocouple | CMAG0157 |  | No |  |  | J.GUEIB | J.GUEIB | LABORATOIRE DEVELOPPEMENT / EPE / A-ATEX-01 |  |  | J.GUEIB | No | [20 empty] | Conform | 1 - Product quality and specific measurement equipment | 16/02/2023 00:00:00 |  |  | Température | -40/+120 °C | ±2 °C | [9 empty] | FALSE |  | Thermocouple |  |  | 16/02/2021 00:00:00 |  | 744
2470 | CMAG0158_Handyscan 2 | Handyscan 2 | CMAG0158 |  | No |  |  | L.SALAUN | L.SALAUN | LABORATOIRE DEVELOPPEMENT / EPE / Banc Hansdyscan |  |  | L.SALAUN | No | [14 empty] | handyscan | 11394 |  |  |  |  | Out of date | 1 - Product quality and specific measurement equipment | 09/04/2020 09:20:35 |  |  | Dimensionnel |  | Resolution: ±0,25 mm | [9 empty] | FALSE |  | Handyscan 2 |  |  | 09/04/2019 09:20:35 |  | 372
2471 | CMAG0159_Temperature measuring chain | Temperature measuring chain | CMAG0159 |  | No |  |  | L.SALAUN | L.SALAUN | LABORATOIRE DEVELOPPEMENT / EPE / A-ATEX-01 |  |  | L.SALAUN | No | [14 empty] | 925 | 0560.9250 |  |  |  |  | Non-conforme | 1 - Product quality and specific measurement equipment |  |  |  | Température | -40/+120 °C | ±1 °C | [9 empty] | FALSE |  | Temperature measuring chain
2472 | CMAG0160_Pressure gauge | Pressure gauge | CMAG0160 |  | No |  |  | J.GUEIB | J.GUEIB | LABORATOIRE DEVELOPPEMENT / MAG / Armoire D ( D2) |  |  | J.GUEIB | No | [21 empty] | 1 - Product quality and specific measurement equipment |  |  |  | Pression | Réformé | Réformé | [9 empty] | FALSE |  | Pressure gauge
2473 | CMAG0161_Torque wrench | Torque wrench | CMAG0161 |  | No |  |  | R.GRIMEAU | R.GRIMEAU | LABORATOIRE DEVELOPPEMENT / MET / Armoire Base |  |  | R.GRIMEAU | No | [14 empty] | V04R | 0KM100036 |  |  |  |  | Conform | 1 - Product quality and specific measurement equipment | 21/03/2024 14:24:13 |  |  | Couple | 0,8/4 Nm | ±6 %RV | [9 empty] | FALSE |  | Torque wrench |  |  | 21/03/2022 14:24:13 |  | 744
2474 | CMAG0162_Pressure gauge | Pressure gauge | CMAG0162 |  | No |  |  | J.GUEIB | J.GUEIB | LABORATOIRE DEVELOPPEMENT / MAG / Armoire D (D2) |  |  | J.GUEIB | No | [21 empty] | 1 - Product quality and specific measurement equipment |  |  |  | Pression | Réformé | Réformé | [9 empty] | FALSE |  | Pressure gauge
2475 | CMAG0163_Caliper | Caliper | CMAG0163 |  | No |  |  | J.GUEIB | J.GUEIB | LABORATOIRE DEVELOPPEMENT / MAG / Armoire B (B4) |  |  | J.GUEIB | No | [20 empty] | Non-conforme | 1 - Product quality and specific measurement equipment |  |  |  | Dimensionnel | Perdu | Perdu | [9 empty] | FALSE |  | Caliper
2476 | CMAG0166_Gas flowmeter | Gas flowmeter | CMAG0166 |  | No |  |  | J.GUEIB | J.GUEIB | LABORATOIRE DEVELOPPEMENT / MAG / Armoire E (E2) |  |  | J.GUEIB | No | [21 empty] | 1 - Product quality and specific measurement equipment |  |  |  | Débit | Réformé | Réformé | [9 empty] | FALSE |  | Gas flowmeter
2477 | CMAG0167_Gas flowmeter | Gas flowmeter | CMAG0167 |  | No |  |  | J.GUEIB | J.GUEIB | LABORATOIRE DEVELOPPEMENT / MAG / Armoire E (E2) |  |  | J.GUEIB | No | [21 empty] | 1 - Product quality and specific measurement equipment |  |  |  | Débit | Réformé | Réformé | [9 empty] | FALSE |  | Gas flowmeter
2478 | CMAG0168_Gas flowmeter | Gas flowmeter | CMAG0168 |  | No |  |  | J.GUEIB | J.GUEIB | LABORATOIRE DEVELOPPEMENT / MAG / Armoire E (E2) |  |  | J.GUEIB | No | [21 empty] | 1 - Product quality and specific measurement equipment |  |  |  | Débit | Réformé | Réformé | [9 empty] | FALSE |  | Gas flowmeter
2479 | CMAG0171_Three points micrometer | Three points micrometer | CMAG0171 |  | No |  |  | R.GRIMEAU | R.GRIMEAU | LABORATOIRE DEVELOPPEMENT / MET / Armoire Basse |  |  | R.GRIMEAU | No | [15 empty] | 308780 |  |  |  |  | Conform | 1 - Product quality and specific measurement equipment |  |  |  | Dimensionnel | 20/25 mm | ±5 µm | [9 empty] | FALSE |  | Three points micrometer |  |  | 26/12/2017 00:00:00 |  | 744
2480 | CMAG0172_Three points micrometer | Three points micrometer | CMAG0172 |  | No |  |  | R.GRIMEAU | R.GRIMEAU | LABORATOIRE DEVELOPPEMENT / MET / Amoire BASSE |  |  | R.GRIMEAU | No | [15 empty] | 308506 |  |  |  |  | Conform | 1 - Product quality and specific measurement equipment |  |  |  | Dimensionnel | 25/30 mm | ±5 µm | [9 empty] | FALSE |  | Three points micrometer |  |  | 26/12/2017 00:00:00 |  | 744
2481 | CMAG0173_Three points micrometer | Three points micrometer | CMAG0173 |  | No |  |  | R.GRIMEAU | R.GRIMEAU | LABORATOIRE DEVELOPPEMENT / MET / Armoire Basse |  |  | R.GRIMEAU | No | [15 empty] | 308687 |  |  |  |  | Conform | 1 - Product quality and specific measurement equipment |  |  |  | Dimensionnel | 30/40 mm | ±5 µm | [9 empty] | FALSE |  | Three points micrometer |  |  | 26/12/2017 00:00:00 |  | 744
2482 | CMAG0174_Three points micrometer | Three points micrometer | CMAG0174 |  | No |  |  | R.GRIMEAU | R.GRIMEAU | LABORATOIRE DEVELOPPEMENT / MET / Armoire Basse |  |  | R.GRIMEAU | No | [15 empty] | 309273 |  |  |  |  | Conform | 1 - Product quality and specific measurement equipment |  |  |  | Dimensionnel | 40/50 mm | ±5 µm | [9 empty] | FALSE |  | Three points micrometer |  |  | 26/12/2017 00:00:00 |  | 744
2483 | CMAG0175_Standard ring | Standard ring | CMAG0175 |  | No |  |  | R.GRIMEAU | R.GRIMEAU | LABORATOIRE DEVELOPPEMENT / MET / Armoire Basse |  |  | R.GRIMEAU | No | [15 empty] | 130158 |  |  |  |  | Conform | 1 - Product quality and specific measurement equipment |  |  |  | Dimensionnel | 24,997 mm | ±5 µm | [9 empty] | FALSE |  | Standard ring |  |  | 14/12/2017 00:00:00 |  | 744
2484 | CMAG0176_Standard ring | Standard ring | CMAG0176 |  | No |  |  | J.GUEIB | J.GUEIB | LABORATOIRE DEVELOPPEMENT / MAG / Armoire B (B5) |  |  | J.GUEIB | No | [15 empty] | 130376 |  |  |  |  | Conform | 1 - Product quality and specific measurement equipment |  |  |  | Dimensionnel | 40 mm | ±5 µm | [9 empty] | FALSE |  | Standard ring |  |  | 14/12/2017 00:00:00 |  | 744
2485 | CMAG0177_Chronometer | Chronometer | CMAG0177 |  | No |  |  | J.GUEIB | J.GUEIB | LABORATOIRE DEVELOPPEMENT / MAG / Armoire C (CB 1,1) |  |  | J.GUEIB | No | [20 empty] | Non-conforme | 1 - Product quality and specific measurement equipment |  |  |  | Temps-Fréquence | Perdu | Perdu | [9 empty] | FALSE |  | Chronometer
2486 | CMAG0178_Chronometer | Chronometer | CMAG0178 |  | No |  |  | L.SALAUN | L.SALAUN | LABORATOIRE DEVELOPPEMENT / EPE / A-ATEX-01 |  |  | L.SALAUN | No | [20 empty] | Conform | 1 - Product quality and specific measurement equipment | 10/05/2023 11:19:54 |  |  | Temps-Fréquence | 0/1 h | ±1 s | [9 empty] | FALSE |  | Chronometer |  |  | 10/05/2021 11:19:54 |  | 744
2487 | CMAG0179_Height gauge | Height gauge | CMAG0179 |  | No |  |  | R.GRIMEAU | R.GRIMEAU | LABORATOIRE DEVELOPPEMENT / MET / Armoire Base |  |  | R.GRIMEAU | No | [20 empty] | Conform | 1 - Product quality and specific measurement equipment | 03/06/2023 00:00:00 |  |  | Dimensionnel | 0/300 mm | ±0,1 mm | [9 empty] | FALSE |  | Height gauge |  |  | 03/06/2021 00:00:00 |  | 744
2488 | CMAG0180_Thermohygrometer | Thermohygrometer | CMAG0180 |  | No |  |  | J.GUEIB | J.GUEIB | LABORATOIRE DEVELOPPEMENT / MAG |  |  | J.GUEIB | No | [21 empty] | 1 - Product quality and specific measurement equipment |  |  |  | Humidité | Réformé | Réformé | [9 empty] | FALSE |  | Thermohygrometer
2489 | CMAG0181_Dynamometer | Dynamometer | CMAG0181 |  | No |  |  | J.GUEIB | J.GUEIB | LABORATOIRE DEVELOPPEMENT / MAG / Armoire E (E5) |  |  | J.GUEIB | No | [15 empty] | 404366 | [5 empty] | 1 - Product quality and specific measurement equipment |  |  |  | Force | Réformé | Réformé | [9 empty] | FALSE |  | Dynamometer
2490 | CMAG0182_Height gauge | Height gauge | CMAG0182 |  | No |  |  | M.MERCIER | M.MERCIER | LABORATOIRE DEVELOPPEMENT / COM / A-COM-01 |  |  | M.MERCIER | No | [20 empty] | Conform | 1 - Product quality and specific measurement equipment | 03/06/2023 00:00:00 |  |  | Dimensionnel | 0/300 mm | ±0,1 mm | [9 empty] | FALSE |  | Height gauge |  |  | 03/06/2021 00:00:00 |  | 744
2491 | CMAG0183_Torque wrench | Torque wrench | CMAG0183 |  | No |  |  | R.GRIMEAU | R.GRIMEAU | LABORATOIRE DEVELOPPEMENT / MET / Armoire Basse |  |  | R.GRIMEAU | No | [14 empty] | R304-DA | B020604 |  |  |  |  | Conform | 1 - Product quality and specific measurement equipment | 18/02/2023 15:10:47 |  |  | Couple | 1/5 Nm | ±6 %RV | [9 empty] | FALSE |  | Torque wrench |  |  | 18/02/2021 15:10:47 |  | 744
2492 | CMAG0184_Pressure sensor | Pressure sensor | CMAG0184 |  | No |  |  | J.GUEIB | J.GUEIB | LABORATOIRE DEVELOPPEMENT / EPE / A-ATEX-01 |  |  | J.GUEIB | No | [14 empty] | PAA-23/8465.1 | [5 empty] | Non-conforme | 1 - Product quality and specific measurement equipment |  |  |  | Pression | 0/250 mbar | ±1 mbar | [9 empty] | FALSE |  | Pressure sensor
2493 | CMAG0185_Pressure sensor | Pressure sensor | CMAG0185 |  | No |  |  | J.GUEIB | J.GUEIB | LABORATOIRE DEVELOPPEMENT / EPE / A-ATEX-01 |  |  | J.GUEIB | No | [14 empty] | PAA-23/8465.1 | [5 empty] | Conform | 1 - Product quality and specific measurement equipment | 20/07/2023 13:36:23 |  |  | Pression | 0/250 mbar | ±1 mbar | [9 empty] | FALSE |  | Pressure sensor |  |  | 20/07/2021 13:36:23 |  | 744
2494 | CMAG0186_Pressure sensor | Pressure sensor | CMAG0186 |  | No |  |  | J.GUEIB | J.GUEIB | LABORATOIRE DEVELOPPEMENT / EPE / A-ATEX-01 |  |  | J.GUEIB | No | [15 empty] | 2154580 |  |  |  |  | Out of date | 1 - Product quality and specific measurement equipment | 08/09/2020 00:00:00 |  |  | Pression | 0/50 bar | ±100 mbar | [9 empty] | FALSE |  | Pressure sensor |  |  | 08/09/2017 00:00:00 |  | 1116
2495 | CMAG0187_Pressure sensor | Pressure sensor | CMAG0187 |  | No |  |  | L.SALAUN | L.SALAUN | LABORATOIRE DEVELOPPEMENT / EPE / A-ATEX-01 |  |  | L.SALAUN | No | [14 empty] | PTX510 | 2749895 |  |  |  |  | Conform | 1 - Product quality and specific measurement equipment | 13/07/2023 13:58:02 |  |  | Pression | 0/100 mbar | ±0,5 mbar | [9 empty] | FALSE |  | Pressure sensor |  |  | 13/07/2021 13:58:02 |  | 744
2496 | CMAG0188_Pressure sensor | Pressure sensor | CMAG0188 |  | No |  |  | L.SALAUN | L.SALAUN | LABORATOIRE DEVELOPPEMENT / EPE / A-ATEX-01 |  |  | L.SALAUN | No | [14 empty] | PTX510 | 2699201 |  |  |  |  | Conform | 1 - Product quality and specific measurement equipment | 15/07/2023 08:26:11 |  |  | Pression | -100/+200 mbar | ±1 mbar | [9 empty] | FALSE |  | Pressure sensor |  |  | 15/07/2021 08:26:11 |  | 744
2497 | CMAG0189_Pressure sensor | Pressure sensor | CMAG0189 |  | No |  |  | L.SALAUN | L.SALAUN | LABORATOIRE DEVELOPPEMENT / EPE / armoire |  |  | L.SALAUN | No | [14 empty] | PTX510 | 2584007 | [5 empty] | 1 - Product quality and specific measurement equipment |  |  |  | Pression | 0/100 mbar | ±0,5 mbar | [9 empty] | FALSE |  | Pressure sensor
2498 | CMAG0190_Pressure sensor | Pressure sensor | CMAG0190 |  | No |  |  | L.SALAUN | L.SALAUN | LABORATOIRE DEVELOPPEMENT / EPE / A-ATEX-01 |  |  | L.SALAUN | No | [14 empty] | PTX510 | 2439832 |  |  |  |  | Conform | 1 - Product quality and specific measurement equipment | 13/07/2023 14:48:40 |  |  | Pression | 0/100 mbar | ±1 mbar | [9 empty] | FALSE |  | Pressure sensor |  |  | 13/07/2021 14:48:40 |  | 744
2499 | CMAG0192_Mass | Mass | CMAG0192 |  | No | Calibrated mass |  |  |  | LMA / [A-LMA-01] Armoire |  |  |  | No | [15 empty] | ZL 405 |  |  |  |  | Conform | 1 - Product quality and specific measurement equipment | 09/07/2024 00:00:00 |  |  | Masse | 1 kg | According Iso norm | [6 empty] | Calibrated mass |  |  | FALSE |  | Mass |  |  | 09/07/2019 00:00:00 |  | 1860
2500 | CMAG0193_Mass | Mass | CMAG0193 |  | No | Calibrated mass |  |  |  | LMA / [A-LMA-01] Armoire |  |  |  | No | [15 empty] | ZL 476 |  |  |  |  | Conform | 1 - Product quality and specific measurement equipment | 09/07/2024 00:00:00 |  |  | Masse | 2 kg | According Iso norm | [6 empty] | Calibrated mass |  |  | FALSE |  | Mass |  |  | 09/07/2019 00:00:00 |  | 1860
2501 | CMAG0194_Multimeter | Multimeter | CMAG0194 |  | No |  |  | J.GUEIB | J.GUEIB | LABORATOIRE DEVELOPPEMENT / FEP / A-ATEX-03 |  |  | J.GUEIB | No | [20 empty] | Non-conforme | 1 - Product quality and specific measurement equipment |  |  |  | Electricité | 0/500 Ohm; 0/5 kOhm; 0/50 V DC; 0/500 mA DC | ±0,1 Ohm; ±1 Ohm; ±20 mV; ±1 mA | [9 empty] | FALSE |  | Multimeter
2502 | CMAG0195_Multimeter | Multimeter | CMAG0195 |  | No |  |  | J.GUEIB | J.GUEIB | LABORATOIRE DEVELOPPEMENT / FEP / A-ATEX-03 |  |  | J.GUEIB | No | [14 empty] | MX 57 EX | [5 empty] | Conform | 1 - Product quality and specific measurement equipment | 15/03/2024 00:00:00 |  |  | Electricité | 0/500 Ohm; 0/5 kOhm; 0/50 V DC; 0/500 mA DC | ±0,1 Ohm; ±1 Ohm; ±20 mV; ±1 mA | [9 empty] | FALSE |  | Multimeter |  |  | 15/03/2022 00:00:00 |  | 744
2503 | CMAG0196_Chronometer | Chronometer | CMAG0196 |  | No |  |  | J.GUEIB | J.GUEIB | LABORATOIRE DEVELOPPEMENT / EPE / A-ATEX-01 |  |  | J.GUEIB | No | [21 empty] | 1 - Product quality and specific measurement equipment |  |  |  | Temps-Fréquence | 0/1 h | ±1 s | [9 empty] | FALSE |  | Chronometer
2504 | CMAG0197_Pressure gauge | Pressure gauge | CMAG0197 |  | No |  |  | J.GUEIB | J.GUEIB | LABORATOIRE DEVELOPPEMENT / MAG |  |  | J.GUEIB | No | [15 empty] | 8018648/2009 | [5 empty] | 1 - Product quality and specific measurement equipment |  |  |  | Pression | Réformé | Réformé | [9 empty] | FALSE |  | Pressure gauge
2505 | CMAG0198_Gas flowmeter | Gas flowmeter | CMAG0198 |  | No |  |  | M.MERCIER | M.MERCIER | LABORATOIRE DEVELOPPEMENT / COM / Armoire Haute |  |  | M.MERCIER | No | [14 empty] | 0/600 l/H | [6 empty] | 1 - Product quality and specific measurement equipment |  |  |  | Débit | 0/600 L/h | ±20 L/h | [9 empty] | FALSE |  | Gas flowmeter
2506 | CMAG0199_Gas flowmeter | Gas flowmeter | CMAG0199 |  | No |  |  | R.GRIMEAU | R.GRIMEAU | LABORATOIRE DEVELOPPEMENT / COM / Armoire Haute |  |  | R.GRIMEAU | No | [20 empty] | Out of date | 1 - Product quality and specific measurement equipment | 18/09/2021 00:00:00 |  |  | Débit | 0/3000 L/h | ±100 L/h | [9 empty] | FALSE |  | Gas flowmeter |  |  | 18/09/2019 00:00:00 |  | 744
2507 | CMAG0200_Dynamometer | Dynamometer | CMAG0200 |  | No |  |  | R.GRIMEAU | R.GRIMEAU | LABORATOIRE DEVELOPPEMENT / MET / Armoire Basse |  |  | R.GRIMEAU | No | [15 empty] | 518954A/U0200 |  |  |  |  | Conform | 1 - Product quality and specific measurement equipment |  |  |  | Force | 0/2,5 N | ±0,01 N | [9 empty] | FALSE |  | Dynamometer |  |  | 13/06/2017 00:00:00 |  | 744
2508 | CMAG0202_Standard gauge | Standard gauge | CMAG0202 |  | No |  |  | J.GUEIB | J.GUEIB | LABORATOIRE DEVELOPPEMENT / MAG / Armoire D (D4) |  |  | J.GUEIB | No | [20 empty] | No calibration status | 3 - Not affecting quality equipment |  |  |  | Dimensionnel | Perdu | Perdu | [9 empty] | FALSE |  | Standard gauge
2509 | CMAG0203_Standard gauge | Standard gauge | CMAG0203 |  | No |  |  | J.GUEIB | J.GUEIB | LABORATOIRE DEVELOPPEMENT / MAG / A VOIR EMPLACEMENT |  |  | J.GUEIB | No | [21 empty] | 1 - Product quality and specific measurement equipment |  |  |  | Dimensionnel | Réformé | Réformé | [9 empty] | FALSE |  | Standard gauge
2510 | CMAG0204_Pressure sensor | Pressure sensor | CMAG0204 |  | No |  |  | J.GUEIB | J.GUEIB | LABORATOIRE DEVELOPPEMENT / MAG / Armoire C (CR 3,1 B) |  |  | J.GUEIB | No | [21 empty] | 1 - Product quality and specific measurement equipment |  |  |  | Pression | Réformé | Réformé | [9 empty] | FALSE |  | Pressure sensor
2511 | CMAG0205_Standard gauge | Standard gauge | CMAG0205 |  | No |  |  | R.GRIMEAU | R.GRIMEAU | LABORATOIRE DEVELOPPEMENT / MET / Amoire BASSE |  |  | R.GRIMEAU | No | [20 empty] | No calibration status | 3 - Not affecting quality equipment |  |  |  | Dimensionnel | Approach device | Approach device | [9 empty] | FALSE |  | Standard gauge
2512 | CMAG0206_Standard gauge | Standard gauge | CMAG0206 |  | No |  |  | R.GRIMEAU | R.GRIMEAU | LABORATOIRE DEVELOPPEMENT / MET / Armoire Basse |  |  | R.GRIMEAU | No | [20 empty] | No calibration status | 3 - Not affecting quality equipment |  |  |  | Dimensionnel | Approach device | Approach device | [9 empty] | FALSE |  | Standard gauge
2513 | CMAG0207_Depth gauge | Depth gauge | CMAG0207 |  | No |  |  | R.GRIMEAU | R.GRIMEAU | LABORATOIRE DEVELOPPEMENT / MET / Amoire BASSE |  |  | R.GRIMEAU | No | [21 empty] | 1 - Product quality and specific measurement equipment |  |  |  | Dimensionnel | 0/500 mm | ±0,1 mm | [9 empty] | FALSE |  | Depth gauge
2514 | CMAG0208_Chronometer | Chronometer | CMAG0208 |  | No |  |  | J.GUEIB | J.GUEIB | LABORATOIRE DEVELOPPEMENT / EPE / R-ATEX-06 (A. Lamart) |  |  | J.GUEIB | No | [20 empty] | Non-conforme | 1 - Product quality and specific measurement equipment |  |  |  | Temps-Fréquence | 0/1 h | ±1 s | [9 empty] | FALSE |  | Chronometer
2515 | CMAG0210_Chronometer | Chronometer | CMAG0210 |  | No |  |  | J.GUEIB | J.GUEIB | LABORATOIRE DEVELOPPEMENT / EPE / R-ATEX-05 (M.Nazih) |  |  | J.GUEIB | No | [20 empty] | Conform | 1 - Product quality and specific measurement equipment | 10/05/2023 11:46:30 |  |  | Temps-Fréquence | 0/1 h | ±1 s | [9 empty] | FALSE |  | Chronometer |  |  | 10/05/2021 11:46:30 |  | 744
2516 | CMAG0212_Thermocouple | Thermocouple | CMAG0212 |  | No |  |  | J.GUEIB | J.GUEIB | LABORATOIRE DEVELOPPEMENT / MAG / ARMOIRE A (A2) |  |  | J.GUEIB | No | [20 empty] | Non-conforme | 1 - Product quality and specific measurement equipment |  |  |  | Température | Perdu | Perdu | [9 empty] | FALSE |  | Thermocouple
2517 | CMAG0213_Pressure sensor | Pressure sensor | CMAG0213 |  | No |  |  | J.GUEIB | J.GUEIB | LABORATOIRE DEVELOPPEMENT / FEP / FEP-004 (SIMTEC 10 HZ) |  |  | J.GUEIB | No | [15 empty] | 3143215 |  |  |  |  | Conform | 1 - Product quality and specific measurement equipment | 02/12/2023 14:37:06 |  |  | Pression | -400/+400 mbar | ±2 mbar | [9 empty] | FALSE |  | Pressure sensor |  |  | 02/12/2021 14:37:06 |  | 744
2518 | CMAG0214_Pressure sensor | Pressure sensor | CMAG0214 |  | No |  |  | J.GUEIB | J.GUEIB | LABORATOIRE DEVELOPPEMENT / FEP / FEP-020 (SIMTEC 20 Hz) |  |  | J.GUEIB | No | [15 empty] | 3143216 |  |  |  |  | Non-conforme | 1 - Product quality and specific measurement equipment |  |  |  | Pression | -400/+400 mbar | ±2 mbar | [9 empty] | FALSE |  | Pressure sensor
2519 | CMAG0215_Pressure sensor | Pressure sensor | CMAG0215 |  | No |  |  | J.GUEIB | J.GUEIB | LABORATOIRE DEVELOPPEMENT / FEP / FEP-004 (SIMTEC 10 HZ) |  |  | J.GUEIB | No | [15 empty] | 3143214 |  |  |  |  | Conform | 1 - Product quality and specific measurement equipment | 02/12/2023 14:56:08 |  |  | Pression | -400/+400 mbar | ±2 mbar | [9 empty] | FALSE |  | Pressure sensor |  |  | 02/12/2021 14:56:08 |  | 744
2520 | CMAG0216_Mass | Mass | CMAG0216 |  | No | Calibrated mass |  |  |  | LMA / [A-LMA-01] Armoire |  |  |  | No | [14 empty] | Z04 7277 | S02 1958 |  |  |  |  | Conform | 1 - Product quality and specific measurement equipment | 09/07/2024 16:04:52 |  |  | Masse | 100 g | According Iso norm | [6 empty] | Calibrated mass |  |  | FALSE |  | Mass |  |  | 09/07/2019 16:04:52 |  | 1860
2521 | CMAG0217_Standard mass | Standard mass | CMAG0217 |  | No |  |  |  |  | LMA/ [A-LMA-01] |  |  |  | No | [14 empty] | Z04 7278 | S02 4907 |  |  |  |  | Conform | 1 - Product quality and specific measurement equipment | 09/07/2024 00:00:00 |  |  | Masse | 200 g | According Iso norm | [9 empty] | FALSE |  | Standard mass |  |  | 09/07/2019 00:00:00 |  | 1860
2522 | CMAG0218_Pressure gauge | Pressure gauge | CMAG0218 |  | No |  |  | J.GUEIB | J.GUEIB | LABORATOIRE DEVELOPPEMENT / MAG / Armoire C ( CB 1,2) |  |  | J.GUEIB | No | [21 empty] | 1 - Product quality and specific measurement equipment |  |  |  | Pression | Réformé | Réformé | [9 empty] | FALSE |  | Pressure gauge
2523 | CMAG0219_Pressure gauge | Pressure gauge | CMAG0219 |  | No |  |  | L.SALAUN | L.SALAUN | LABORATOIRE DEVELOPPEMENT / EPE / A-ATEX-01 |  |  | L.SALAUN | No | [14 empty] | dpi 705 | 70525697 |  |  |  |  | Conform | 1 - Product quality and specific measurement equipment | 13/07/2023 11:02:39 |  |  | Pression | 0/+70 mbar | ±0,5 mbar | [9 empty] | FALSE |  | Pressure gauge |  |  | 13/07/2021 11:02:39 |  | 744
2524 | CMAG0220_Refractometer | Refractometer | CMAG0220 |  | No |  |  | R.GRIMEAU | R.GRIMEAU | LABORATOIRE DEVELOPPEMENT / MET / Armoire Basse |  |  | R.GRIMEAU | No | [14 empty] | BR-1E | 297034 |  |  |  |  | Conform | 1 - Product quality and specific measurement equipment |  |  |  | Chimie | 0/55 % | ±0,3 % | [9 empty] | FALSE |  | Refractometer |  |  | 27/11/2017 10:27:23 |  | 744
2525 | CMAG0221_Densimeter | Densimeter | CMAG0221 |  | No |  |  | J.GUEIB | J.GUEIB | LABORATOIRE DEVELOPPEMENT / MAG / Armoire A (A9) |  |  | J.GUEIB | No | [20 empty] | Conform | 1 - Product quality and specific measurement equipment |  |  |  | Chimie | 800/900 g/ml | ±0,5 g/mL | [9 empty] | FALSE |  | Densimeter |  |  | 02/06/2015 00:00:00 |  | 2976
2526 | CMAG0222_Densimeter | Densimeter | CMAG0222 |  | No |  |  | J.GUEIB | J.GUEIB | LABORATOIRE DEVELOPPEMENT / MAG / Armoire A (A9) |  |  | J.GUEIB | No | [20 empty] | Conform | 1 - Product quality and specific measurement equipment |  |  |  | Chimie | 0,750/0,8 g/ml | ±0,5 g/mL | [9 empty] | FALSE |  | Densimeter |  |  | 02/06/2015 00:00:00 |  | 2976
2527 | CMAG0224_Protractor | Protractor | CMAG0224 |  | No |  |  | M.MERCIER | M.MERCIER | LABORATOIRE DEVELOPPEMENT / COM / A-COM-01 |  |  | M.MERCIER | No | [20 empty] | Conform | 1 - Product quality and specific measurement equipment | 03/11/2023 00:00:00 |  |  | Dimensionnel | 0/180 ° | ±0,30 ° | [9 empty] | FALSE |  | Protractor |  |  | 03/11/2021 00:00:00 |  | 744
2528 | CMAG0225_Thermocouple | Thermocouple | CMAG0225 |  | No |  |  | J.GUEIB | J.GUEIB | LABORATOIRE DEVELOPPEMENT / MAG / ARMOIRE A (A2) |  |  | J.GUEIB | No | [20 empty] | No calibration status | 1 - Product quality and specific measurement equipment |  |  |  | Température | Perdu | Perdu | [9 empty] | FALSE |  | Thermocouple
2529 | CMAG0226_Megohmmeter | Megohmmeter | CMAG0226 |  | No |  |  | M.DEQUIN | M.DEQUIN | LABORATOIRE DEVELOPPEMENT / MAintenance / M.DEQUIN |  |  | M.DEQUIN | No | [20 empty] | Conform | 1 - Product quality and specific measurement equipment | 28/02/2025 00:00:00 |  |  | Electricité | According Manufacturer Spec | ±3 %RV | [9 empty] | FALSE |  | Megohmmeter |  |  | 28/02/2022 00:00:00 |  | 1116
2530 | CMAG0228_Depth gauge | Depth gauge | CMAG0228 |  | No |  |  | M.MERCIER | M.MERCIER | LABORATOIRE DEVELOPPEMENT / COM / A-COM-01 |  |  | M.MERCIER | No | [15 empty] | 377417 |  |  |  |  | Non-conforme | 1 - Product quality and specific measurement equipment |  |  |  | Dimensionnel | 0/150 mm | ±0,01 mm | [9 empty] | FALSE |  | Depth gauge
2531 | CMAG0230_Chronometer | Chronometer | CMAG0230 |  | No |  |  | J.GUEIB | J.GUEIB | LABORATOIRE DEVELOPPEMENT / EPE / R-ATEX-01 (P. Baudet) |  |  | J.GUEIB | No | [20 empty] | Conform | 1 - Product quality and specific measurement equipment | 20/05/2023 15:56:35 |  |  | Temps-Fréquence | 0/1 h | ±1 s | [9 empty] | FALSE |  | Chronometer |  |  | 20/05/2021 15:56:35 |  | 744
2532 | CMAG0231_Chronometer | Chronometer | CMAG0231 |  | No |  |  | J.GUEIB | J.GUEIB | LABORATOIRE DEVELOPPEMENT / EPE / R-ATEX-02 (T. Varin) |  |  | J.GUEIB | No | [21 empty] | 1 - Product quality and specific measurement equipment |  |  |  | Temps-Fréquence | 0/1 h | ±1 s | [9 empty] | FALSE |  | Chronometer
2533 | CMAG0232_Chronometer | Chronometer | CMAG0232 |  | No |  |  | J.GUEIB | J.GUEIB | LABORATOIRE DEVELOPPEMENT / MET / R-MET-02 (T. Escande) |  |  | J.GUEIB | No | [20 empty] | Conform | 1 - Product quality and specific measurement equipment | 10/05/2023 10:09:43 |  |  | Temps-Fréquence | 0/1 h | ±1 s | [9 empty] | FALSE |  | Chronometer |  |  | 10/05/2021 10:09:43 |  | 744
2534 | CMAG0233_Chronometer | Chronometer | CMAG0233 |  | No |  |  | J.GUEIB | J.GUEIB | LABORATOIRE DEVELOPPEMENT / MET / MET-021 (W. Gazaud) |  |  | J.GUEIB | No | [20 empty] | Conform | 1 - Product quality and specific measurement equipment | 10/05/2023 10:07:17 |  |  | Temps-Fréquence | 0/1 h | ±1 s | [9 empty] | FALSE |  | Chronometer |  |  | 10/05/2021 10:07:17 |  | 744
2535 | CMAG0234_Chronometer | Chronometer | CMAG0234 |  | No |  |  | J.GUEIB | J.GUEIB | LABORATOIRE DEVELOPPEMENT / SCR / SERVANTE. P.VASSEUR |  |  | J.GUEIB | No | [20 empty] | Conform | 1 - Product quality and specific measurement equipment | 10/05/2023 12:55:19 |  |  | Temps-Fréquence | 0/1 h | ±1 s | [9 empty] | FALSE |  | Chronometer |  |  | 10/05/2021 12:55:19 |  | 744
2536 | CMAG0235_Chronometer | Chronometer | CMAG0235 |  | No |  |  | J.GUEIB | J.GUEIB | Armoire A-SCR-02 |  |  | J.GUEIB | No | [14 empty] | 440-9574 | [5 empty] | Conform | 1 - Product quality and specific measurement equipment | 10/05/2023 13:37:03 |  |  | Temps-Fréquence | 0/1 h | ±1 s | [9 empty] | FALSE |  | Chronometer |  |  | 10/05/2021 13:37:03 |  | 744
2537 | CMAG0236_Chronometer | Chronometer | CMAG0236 |  | No |  |  | J.GUEIB | J.GUEIB | LABORATOIRE DEVELOPPEMENT / SCR / R-SCR-03 |  |  | J.GUEIB | No | [20 empty] | Conform | 1 - Product quality and specific measurement equipment | 25/01/2024 16:12:58 |  |  | Temps-Fréquence | 0/1 h | ±1 s | [9 empty] | FALSE |  | Chronometer |  |  | 25/01/2022 16:12:58 |  | 744
2538 | CMAG0237_Chronometer | Chronometer | CMAG0237 |  | No |  |  | J.GUEIB | J.GUEIB | LABORATOIRE DEVELOPPEMENT / MET / R-MET-01 (F. Routier) |  |  | J.GUEIB | No | [20 empty] | Conform | 1 - Product quality and specific measurement equipment | 10/05/2023 13:03:52 |  |  | Temps-Fréquence | 0/1 h | ±1 s | [9 empty] | FALSE |  | Chronometer |  |  | 10/05/2021 13:03:52 |  | 744
2539 | CMAG0238_Multimeter | Multimeter | CMAG0238 |  | No |  |  | Y.SKOCZEK | Y.SKOCZEK | Armoire A-SCR-02 |  |  | Y.SKOCZEK | No | [14 empty] | 115 | 29760319WS |  |  |  |  | Conform | 1 - Product quality and specific measurement equipment | 10/03/2023 00:00:00 |  |  | Electricité | 0/600 Ohm; 0/6 kOhm; 0/60 VDC; 0/10 ADC | ±0,3 Ohm;±1 Ohm;±40 mV;±50 mA | [9 empty] | FALSE |  | Multimeter |  |  | 10/03/2021 00:00:00 |  | 744
2540 | CMAG0239_Multimeter | Multimeter | CMAG0239 |  | No |  |  | Y.SKOCZEK | Y.SKOCZEK | LABORATOIRE DEVELOPPEMENT / EPE / A-ATEX-01 |  |  | Y.SKOCZEK | No | [14 empty] | 115 | 30381161WS |  |  |  |  | Conform | 1 - Product quality and specific measurement equipment | 05/07/2024 00:00:00 |  |  | Electricité | 0/600 Ohm; 0/6 kOhm; 0/60 VDC; 0/10 ADC | ±0,3 Ohm;±1 Ohm;±40 mV;±50 mA | [9 empty] | FALSE |  | Multimeter |  |  | 05/07/2022 00:00:00 |  | 744
2541 | CMAG0240_Multimeter | Multimeter | CMAG0240 |  | No |  |  | J.GUEIB | J.GUEIB | LABORATOIRE DEVELOPPEMENT / EPE / R-ATEX-02 (T.Varin) |  |  | J.GUEIB | No | [14 empty] | MX 57 EX | H |  |  |  |  | Conform | 1 - Product quality and specific measurement equipment | 27/04/2023 00:00:00 |  |  | Electricité | 0/500 Ohm; 0/5 kOhm; 0/50 V DC; 0/500 mA DC | ±0,1 Ohm; ±1 Ohm; ±20 mV; ±1 mA | [9 empty] | FALSE |  | Multimeter |  |  | 27/04/2022 00:00:00 |  | 372
2542 | CMAG0241_Thermocouple | Thermocouple | CMAG0241 |  | No |  |  | J.GUEIB | J.GUEIB | LABORATOIRE DEVELOPPEMENT / MAG / ARMOIRE |  |  | J.GUEIB | No | [20 empty] | No calibration status | 1 - Product quality and specific measurement equipment |  |  |  | Température | Perdu | Perdu | [9 empty] | FALSE |  | Thermocouple
2543 | CMAG0242_Pressure sensor | Pressure sensor | CMAG0242 |  | No |  |  | L.SALAUN | L.SALAUN | LABORATOIRE DEVELOPPEMENT / EPE / FEP-020 SIMTEC 20 Hz |  |  | L.SALAUN | No | [15 empty] | 3622746 |  |  |  |  | Conform | 1 - Product quality and specific measurement equipment | 26/04/2024 11:24:03 |  |  | Pression | -400/+400 mbar | ±0,5 mbar | [9 empty] | FALSE |  | Pressure sensor |  |  | 26/04/2022 11:24:03 |  | 744
2544 | CMAG0243_Pressure sensor | Pressure sensor | CMAG0243 |  | No |  |  | J.GUEIB | J.GUEIB | LABORATOIRE DEVELOPPEMENT / EPE / A-ATEX-01 |  |  | J.GUEIB | No | [15 empty] | 463806 |  |  |  |  | Conform | 1 - Product quality and specific measurement equipment | 06/09/2023 10:49:34 |  |  | Pression | 0/100 mbar | ±0,5 mbar | [9 empty] | FALSE |  | Pressure sensor |  |  | 06/09/2021 10:49:34 |  | 744
2545 | CMAG0244_Thermocouple | Thermocouple | CMAG0244 |  | No |  |  | L.SALAUN | L.SALAUN | LABORATOIRE DEVELOPPEMENT / EPE / A-ATEX-02 |  |  | L.SALAUN | No | [20 empty] | Conform | 1 - Product quality and specific measurement equipment | 04/08/2024 10:08:04 |  |  | Température | -40/+100 °C | ±2 °C | [9 empty] | FALSE |  | Thermocouple |  |  | 04/08/2022 10:08:04 |  | 744
2546 | CMAG0245_Thermocouple | Thermocouple | CMAG0245 |  | No |  |  | J.GUEIB | J.GUEIB | LABORATOIRE DEVELOPPEMENT / EPE / A-ATEX-02 |  |  | J.GUEIB | No | [21 empty] | 1 - Product quality and specific measurement equipment |  |  |  | Température | -40/+100 °C | ±2 °C | [9 empty] | FALSE |  | Thermocouple
2547 | CMAG0246_Thermocouple | Thermocouple | CMAG0246 |  | No |  |  | J.GUEIB | J.GUEIB | LABORATOIRE DEVELOPPEMENT / MAG / ARMOIRE A (A3) |  |  | J.GUEIB | No | [20 empty] | No calibration status | 1 - Product quality and specific measurement equipment |  |  |  | Température | Perdu | Perdu | [9 empty] | FALSE |  | Thermocouple
2548 | CMAG0247_Stabilized power supply | Stabilized power supply | CMAG0247 |  | No |  |  | J.GUEIB | J.GUEIB | LABORATOIRE DEVELOPPEMENT / MAG / Armoire |  |  | J.GUEIB | No | [20 empty] | No calibration status | 3 - Not affecting quality equipment |  |  |  | Electricité | Approach device | Approach device | [9 empty] | FALSE |  | Stabilized power supply
2549 | CMAG0248_Multimeter | Multimeter | CMAG0248 |  | No |  |  | J.GUEIB | J.GUEIB | LABORATOIRE DEVELOPPEMENT / MAG / J. Scagnetti |  |  | J.GUEIB | No | [14 empty] | MX57EX | 138212NFH | [5 empty] | 1 - Product quality and specific measurement equipment |  |  |  | Electricité | 0/500 Ohm; 0/5 kOhm; 0/50 V DC; 0/500 mA DC | ±0,1 Ohm; ±1 Ohm; ±20 mV; ±1 mA | [9 empty] | FALSE |  | Multimeter
2550 | CMAG0249_Inclinometer | Inclinometer | CMAG0249 |  | No |  |  | J.GUEIB | J.GUEIB | LABORATOIRE DEVELOPPEMENT / COM / A-COM-02 |  |  | J.GUEIB | No | [15 empty] | 15030300089 |  |  |  |  | Conform | 1 - Product quality and specific measurement equipment | 31/05/2024 00:00:00 |  |  | Dimensionnel | 0/90 ° | ±0,10 ° | [9 empty] | FALSE |  | Inclinometer |  |  | 31/05/2021 00:00:00 |  | 1116
2551 | CMAG0250_Thermocouple | Thermocouple | CMAG0250 |  | No |  |  | L.SALAUN | L.SALAUN | LABORATOIRE DEVELOPPEMENT / EPE / A-ATEX-02 |  |  | L.SALAUN | No | [20 empty] | Conform | 1 - Product quality and specific measurement equipment | 09/12/2023 15:35:52 |  |  | Température | -40/+100 °C | ±2 °C | [9 empty] | FALSE |  | Thermocouple |  |  | 09/12/2021 15:35:52 |  | 744
2552 | CMAG0251_Thermocouple | Thermocouple | CMAG0251 |  | No |  |  | L.SALAUN | L.SALAUN | LABORATOIRE DEVELOPPEMENT / EPE / A-ATEX-02 |  |  | L.SALAUN | No | [20 empty] | Conform | 1 - Product quality and specific measurement equipment | 04/08/2024 15:14:21 |  |  | Température | -40/+100 °C | ±2 °C | [9 empty] | FALSE |  | Thermocouple |  |  | 04/08/2022 15:14:21 |  | 744
2553 | CMAG0252_Thermocouple | Thermocouple | CMAG0252 |  | No |  |  | Y.SKOCZEK | Y.SKOCZEK | LABORATOIRE DEVELOPPEMENT / SCR / A-SCR-01 |  |  | Y.SKOCZEK | No | [20 empty] | Conform | 1 - Product quality and specific measurement equipment | 01/08/2024 10:27:55 |  |  | Température | -40/+100 °C | ±2 °C | [9 empty] | FALSE |  | Thermocouple |  |  | 01/08/2022 10:27:55 |  | 744
2554 | CMAG0253_Scanner | Scanner | CMAG0253 |  | No |  |  | L.SALAUN | L.SALAUN | LABORATOIRE DEVELOPPEMENT / EPE / armoire |  |  | L.SALAUN | No | [21 empty] | 1 - Product quality and specific measurement equipment |  |  |  | Dimensionnel | Perdu | Perdu | [9 empty] | FALSE |  | Scanner
2555 | CMAG0254_Liquid flowmeter | Liquid flowmeter | CMAG0254 |  | No |  |  | J.GUEIB | J.GUEIB | LABORATOIRE DEVELOPPEMENT / MAG / Armoire E (E6) |  |  | J.GUEIB | No | [21 empty] | 1 - Product quality and specific measurement equipment |  |  |  | Débit | 0/500 L/h | ±5 L/h | [9 empty] | FALSE |  | Liquid flowmeter
2556 | CMAG0255_Liquid flowmeter | Liquid flowmeter | CMAG0255 |  | No |  |  | J.GUEIB | J.GUEIB | LABORATOIRE DEVELOPPEMENT / EPE / A-ATEX-02 |  |  | J.GUEIB | No | [20 empty] | Non-conforme | 1 - Product quality and specific measurement equipment |  |  |  | Débit | Perdu | Perdu | [9 empty] | FALSE |  | Liquid flowmeter
2557 | CMAG0256_Dynamometer | Dynamometer | CMAG0256 |  | No |  |  | R.GRIMEAU | R.GRIMEAU | LABORATOIRE DEVELOPPEMENT / MET / Armoire Basse |  |  | R.GRIMEAU | No | [15 empty] | Q597649 | [5 empty] | 1 - Product quality and specific measurement equipment |  |  |  | Force | 0/50 N | ±0,1 N | [9 empty] | FALSE |  | Dynamometer
2558 | CMAG0257_Dynamometer | Dynamometer | CMAG0257 |  | No |  |  | R.GRIMEAU | R.GRIMEAU | LABORATOIRE DEVELOPPEMENT / MET / Amoire BASSE |  |  | R.GRIMEAU | No | [15 empty] | Q597651 | [5 empty] | 1 - Product quality and specific measurement equipment |  |  |  | Force | 0/50 N | ±0,1 N | [9 empty] | FALSE |  | Dynamometer
2559 | CMAG0258_Pressure gauge | Pressure gauge | CMAG0258 |  | No |  |  | J.GUEIB | J.GUEIB | LABORATOIRE DEVELOPPEMENT / EPE / A-ATEX-01 |  |  | J.GUEIB | No | [21 empty] | 1 - Product quality and specific measurement equipment |  |  |  | Pression | 0/10 bar | ±50 mbar | [9 empty] | FALSE |  | Pressure gauge
2560 | CMAG0260_Pressure sensor | Pressure sensor | CMAG0260 |  | No |  |  | J.GUEIB | J.GUEIB | LABORATOIRE DEVELOPPEMENT / EPE / A-ATEX-01 |  |  | J.GUEIB | No | [14 empty] | PTX 5072 | 2748882 | [5 empty] | 1 - Product quality and specific measurement equipment |  |  |  | Pression | 0/10 bar | ±20 mbar | [9 empty] | FALSE |  | Pressure sensor
2561 | CMAG0261_Pressure sensor | Pressure sensor | CMAG0261 |  | No |  |  | J.GUEIB | J.GUEIB | LABORATOIRE DEVELOPPEMENT / EPE / A-ATEX-01 |  |  | J.GUEIB | No | [14 empty] | PTX 5072 | 10131387 |  |  |  |  | Conform | 1 - Product quality and specific measurement equipment | 23/07/2023 11:37:06 |  |  | Pression | 0/10 bar | ±20 mbar | [9 empty] | FALSE |  | Pressure sensor |  |  | 23/07/2021 11:37:06 |  | 744
2562 | CMAG0262_Pressure gauge | Pressure gauge | CMAG0262 |  | No |  |  | J.GUEIB | J.GUEIB | LABORATOIRE DEVELOPPEMENT / MAG |  |  | J.GUEIB | No | [21 empty] | 1 - Product quality and specific measurement equipment |  |  |  | Pression | Réformé | Réformé | [9 empty] | FALSE |  | Pressure gauge
2563 | CMAG0264_Inclinometer | Inclinometer | CMAG0264 |  | No |  |  | J.GUEIB | J.GUEIB | LABORATOIRE DEVELOPPEMENT / EPE / R-ATEX-06 (A. Lamart) |  |  | J.GUEIB | No | [15 empty] | 15030300178 |  |  |  |  | Conform | 1 - Product quality and specific measurement equipment | 06/12/2023 00:00:00 |  |  | Dimensionnel | 0/90 ° | ±0,10 ° | [9 empty] | FALSE |  | Inclinometer |  |  | 06/12/2021 00:00:00 |  | 744
2564 | CMAG0265_Inclinometer | Inclinometer | CMAG0265 |  | No |  |  | J.GUEIB | J.GUEIB | LABORATOIRE DEVELOPPEMENT / EPE / R-ATEX-01 (P. Baudet) |  |  | J.GUEIB | No | [15 empty] | 15040100137 |  |  |  |  | Conform | 1 - Product quality and specific measurement equipment | 06/12/2023 00:00:00 |  |  | Dimensionnel | 0/90 ° | ±0,10 ° | [9 empty] | FALSE |  | Inclinometer |  |  | 06/12/2021 00:00:00 |  | 744
2565 | CMAG0266_Inclinometer | Inclinometer | CMAG0266 |  | No |  |  | J.GUEIB | J.GUEIB | LABORATOIRE DEVELOPPEMENT / EPE / R-ATEX-02 (T. Varin) |  |  | J.GUEIB | No | [15 empty] | 15030300102 |  |  |  |  | Conform | 1 - Product quality and specific measurement equipment | 06/12/2023 00:00:00 |  |  | Dimensionnel | 0/90 ° | ±0,10 ° | [9 empty] | FALSE |  | Inclinometer |  |  | 06/12/2021 00:00:00 |  | 744
2566 | CMAG0267_Inclinometer | Inclinometer | CMAG0267 |  | No |  |  | J.GUEIB | J.GUEIB | LABORATOIRE DEVELOPPEMENT / EPE / R-ATEX-05 (M. Nazih) |  |  | J.GUEIB | No | [20 empty] | Conform | 1 - Product quality and specific measurement equipment | 23/04/2024 00:00:00 |  |  | Dimensionnel | 0/90 ° | ±0,10 ° | [9 empty] | FALSE |  | Inclinometer |  |  | 23/04/2021 00:00:00 |  | 1116
2567 | CMAG0268_Field meter + Display | Field meter + Display | CMAG0268 |  | No |  |  | L.SALAUN | L.SALAUN | LABORATOIRE DEVELOPPEMENT / EPE / A-ATEX-02 |  |  | L.SALAUN | No | [14 empty] | 257D | 123070/68320 |  |  |  |  | Out of date | 1 - Product quality and specific measurement equipment | 29/10/2022 00:00:00 |  |  | Electricité | -20/+20 kV | ±5 %RV | [9 empty] | FALSE |  | Field meter + Display |  |  | 29/10/2020 00:00:00 |  | 744
2568 | CMAG0269_Display of Field meter | Display of Field meter | CMAG0269 |  | No |  |  | J.GUEIB | J.GUEIB | LABORATOIRE DEVELOPPEMENT / EPE / A-ATEX-02 |  |  | J.GUEIB | No | [14 empty] | 257D | 122966 |  |  |  |  | Out of date | 1 - Product quality and specific measurement equipment | 28/10/2022 00:00:00 |  |  | Electricité | -20/+20 kV | ±5 %RV | [9 empty] | FALSE |  | Display of Field meter |  |  | 28/10/2020 00:00:00 |  | 744
2569 | CMAG0270_Pressure sensor | Pressure sensor | CMAG0270 |  | No |  |  | J.GUEIB | J.GUEIB | LABORATOIRE DEVELOPPEMENT / EPE / A-ATEX-01 |  |  | J.GUEIB | No | [14 empty] | PTX 7517-1 | 2019915 |  |  |  |  | Conform | 1 - Product quality and specific measurement equipment | 06/09/2023 10:24:54 |  |  | Pression | -100/+200 mbar | ±1 mbar | [9 empty] | FALSE |  | Pressure sensor |  |  | 06/09/2021 10:24:54 |  | 744
2570 | CMAG0271_Pressure sensor | Pressure sensor | CMAG0271 |  | No |  |  | J.GUEIB | J.GUEIB | LABORATOIRE DEVELOPPEMENT / EPE / A-ATEX-01 |  |  | J.GUEIB | No | [14 empty] | PTX 7517-1 | 2365420/2006 |  |  |  |  | Conform | 1 - Product quality and specific measurement equipment | 13/07/2023 00:00:00 |  |  | Pression | -100/+100 mbar | ±1 mbar | [9 empty] | FALSE |  | Pressure sensor |  |  | 13/07/2021 00:00:00 |  | 744
2571 | CMAG0272_Pressure sensor | Pressure sensor | CMAG0272 |  | No |  |  | J.GUEIB | J.GUEIB | LABORATOIRE DEVELOPPEMENT / EPE / A-ATEX-01 |  |  | J.GUEIB | No | [15 empty] | 2439840 |  |  |  |  | Conform | 1 - Product quality and specific measurement equipment | 21/06/2024 10:23:04 |  |  | Pression | 0/1400 mbar A | ±10 mbar | [9 empty] | FALSE |  | Pressure sensor |  |  | 21/06/2022 10:23:04 |  | 744
2572 | CMAG0273_Pressure sensor | Pressure sensor | CMAG0273 |  | No |  |  | L.SALAUN | L.SALAUN | LABORATOIRE DEVELOPPEMENT / EPE / A-ATEX-01 |  |  | L.SALAUN | No | [15 empty] | 2742596 |  |  |  |  | Conform | 1 - Product quality and specific measurement equipment | 20/06/2024 09:43:38 |  |  | Pression | -100/+100 mbar | ±2 mbar | [9 empty] | FALSE |  | Pressure sensor |  |  | 20/06/2022 09:43:38 |  | 744
2573 | CMAG0274_Pressure sensor | Pressure sensor | CMAG0274 |  | No |  |  | L.SALAUN | L.SALAUN | LABORATOIRE DEVELOPPEMENT / EPE / A-ATEX-01 |  |  | L.SALAUN | No | [15 empty] | 2742597 |  |  |  |  | Conform | 1 - Product quality and specific measurement equipment | 20/06/2024 09:31:22 |  |  | Pression | 0/100 mbar | ±0,5 mbar | [9 empty] | FALSE |  | Pressure sensor |  |  | 20/06/2022 09:31:22 |  | 744
2574 | CMAG0275_Pressure sensor | Pressure sensor | CMAG0275 |  | No |  |  | L.SALAUN | L.SALAUN | LABORATOIRE DEVELOPPEMENT / EPE / A-ATEX-01 |  |  | L.SALAUN | No | [15 empty] | 2181443 |  |  |  |  | Conform | 1 - Product quality and specific measurement equipment | 20/06/2024 00:00:00 |  |  | Pression | 0/100 mbar | ±0,5 mbar | [9 empty] | FALSE |  | Pressure sensor |  |  | 20/06/2022 00:00:00 |  | 744
2575 | CMAG0277_Pressure sensor | Pressure sensor | CMAG0277 |  | No |  |  | L.SALAUN | L.SALAUN | LABORATOIRE DEVELOPPEMENT / EPE / A-ATEX-01 |  |  | L.SALAUN | No | [15 empty] | 2164577 |  |  |  |  | Conform | 1 - Product quality and specific measurement equipment | 20/06/2024 09:35:37 |  |  | Pression | 0/100 mbar | ±0,5 mbar | [9 empty] | FALSE |  | Pressure sensor |  |  | 20/06/2022 09:35:37 |  | 744
2576 | CMAG0278_Pressure sensor | Pressure sensor | CMAG0278 |  | No |  |  | L.SALAUN | L.SALAUN | LABORATOIRE DEVELOPPEMENT / FEP / FEP-027 |  |  | L.SALAUN | No | [14 empty] | PTX 5072 | 10665142 |  |  |  |  | Conform | 1 - Product quality and specific measurement equipment | 07/10/2024 10:27:27 |  |  | Pression | -1/+1 bar | ±10 mbar | [9 empty] | FALSE |  | Pressure sensor |  |  | 07/10/2022 10:27:27 |  | 744
2577 | CMAG0279_Pressure sensor | Pressure sensor | CMAG0279 |  | No |  |  | J.GUEIB | J.GUEIB | LABORATOIRE DEVELOPPEMENT / EPE / A-ATEX-01 |  |  | J.GUEIB | No | [14 empty] | PTX 5072 | 10665143 |  |  |  |  | Conform | 1 - Product quality and specific measurement equipment | 17/08/2024 16:13:01 |  |  | Pression | -1/+1 bar | ±10 mbar | [9 empty] | FALSE |  | Pressure sensor |  |  | 17/08/2022 16:13:01 |  | 744
2578 | CMAG0282_Pressure gauge | Pressure gauge | CMAG0282 |  | No |  |  | J.GUEIB | J.GUEIB | LABORATOIRE DEVELOPPEMENT / EPE / A-ATEX-02 |  |  | J.GUEIB | No | [20 empty] | Conform | 1 - Product quality and specific measurement equipment | 07/09/2023 10:44:40 |  |  | Pression | 0/2,5 bar | ±50 mbar | [9 empty] | FALSE |  | Pressure gauge |  |  | 07/09/2021 10:44:40 |  | 744
2579 | CMAG0284_Thermohygrometer | Thermohygrometer | CMAG0284 |  | No |  |  | J.GUEIB | J.GUEIB | LABORATOIRE DEVELOPPEMENT / EPE / armoire |  |  | J.GUEIB | No | [21 empty] | 1 - Product quality and specific measurement equipment |  |  |  | Humidité | 0/50 °C; 95 % HR | ±0,5 °C; ±3 %HR | [9 empty] | FALSE |  | Thermohygrometer
2580 | CMAG0285_Pressure gauge | Pressure gauge | CMAG0285 |  | No |  |  | J.GUEIB | J.GUEIB | LABORATOIRE DEVELOPPEMENT / EPE / A-ATEX-01 |  |  | J.GUEIB | No | [14 empty] | HM28DOE20000 | 799803 |  |  |  |  | Conform | 1 - Product quality and specific measurement equipment | 19/07/2023 09:37:49 |  |  | Pression | 0/197 mbar | ±1 mbar | [9 empty] | FALSE |  | Pressure gauge |  |  | 19/07/2021 09:37:49 |  | 744
2581 | CMAG0286_Gas flowmeter | Gas flowmeter | CMAG0286 |  | No |  |  | M.MERCIER | M.MERCIER | LABORATOIRE DEVELOPPEMENT / COM / Armoire Haute |  |  | M.MERCIER | No | [20 empty] | Out of date | 1 - Product quality and specific measurement equipment | 21/08/2020 00:00:00 |  |  | Débit | 0/60 L/h | ±5 L/h | [9 empty] | FALSE |  | Gas flowmeter |  |  | 21/08/2018 00:00:00 |  | 744
2582 | CMAG0287_Gas flowmeter | Gas flowmeter | CMAG0287 |  | No |  |  | M.MERCIER | M.MERCIER | LABORATOIRE DEVELOPPEMENT / COM / A-COM-01 |  |  | M.MERCIER | No | [15 empty] | 10599/93 |  |  |  |  | Out of date | 1 - Product quality and specific measurement equipment | 21/08/2020 00:00:00 |  |  | Débit | 180/1800 L/h | ±100 L/h | [9 empty] | FALSE |  | Gas flowmeter |  |  | 21/08/2018 00:00:00 |  | 744
2583 | CMAG0288_Liquid flowmeter | Liquid flowmeter | CMAG0288 |  | No |  |  | J.GUEIB | J.GUEIB | LABORATOIRE DEVELOPPEMENT / MAG / Armoire E (E1) |  |  | J.GUEIB | No | [21 empty] | 1 - Product quality and specific measurement equipment |  |  |  | Débit | 0/100 L/h | ±1 L/h | [9 empty] | FALSE |  | Liquid flowmeter
2584 | CMAG0289_Gas flowmeter | Gas flowmeter | CMAG0289 |  | No |  |  | M.MERCIER | M.MERCIER | LABORATOIRE DEVELOPPEMENT / COM / A-COM-01 |  |  | M.MERCIER | No | [15 empty] | 10499/93 |  |  |  |  | Out of date | 1 - Product quality and specific measurement equipment | 10/10/2020 00:00:00 |  |  | Débit | 100/1000 L/h | ±50 L/h | [9 empty] | FALSE |  | Gas flowmeter |  |  | 10/10/2018 00:00:00 |  | 744
2585 | CMAG0293_Gas flowmeter | Gas flowmeter | CMAG0293 |  | No |  |  | J.GUEIB | J.GUEIB | LABORATOIRE DEVELOPPEMENT / MAG / A VOIR EMPLACEMENT |  |  | J.GUEIB | No | [21 empty] | 1 - Product quality and specific measurement equipment |  |  |  | Débit | Réformé | Réformé | [9 empty] | FALSE |  | Gas flowmeter
2586 | CMAG0295_Pressure measuring chain | Pressure measuring chain | CMAG0295 |  | No |  |  | J.GUEIB | J.GUEIB | LABORATOIRE DEVELOPPEMENT / EPE / A-ATEX-02 |  |  | J.GUEIB | No | [20 empty] | Out of date | 1 - Product quality and specific measurement equipment | 12/06/2022 14:21:31 |  |  | Pression | 0/1 bar abs | ±10 mbar | [9 empty] | FALSE |  | Pressure measuring chain |  |  | 12/06/2020 14:21:31 |  | 744
2587 | CMAG0296_Liquid flowmeter | Liquid flowmeter | CMAG0296 |  | No |  |  | J.GUEIB | J.GUEIB | LABORATOIRE DEVELOPPEMENT / MAG / A VOIR EMPLACEMENT |  |  | J.GUEIB | No | [21 empty] | 1 - Product quality and specific measurement equipment |  |  |  | Débit | Réformé | Réformé | [9 empty] | FALSE |  | Liquid flowmeter
2588 | CMAG0297_Function generator | Function generator | CMAG0297 |  | No |  |  | J.GUEIB | J.GUEIB | LABORATOIRE DEVELOPPEMENT / MAG / Armoire |  |  | J.GUEIB | No | [14 empty] | gx245 | [5 empty] | No calibration status | 3 - Not affecting quality equipment |  |  |  | Electricité | 2 Hz/2000 kHz | manufacturer spec | [9 empty] | FALSE |  | Function generator
2589 | CMAG0299_Flowmeter | Flowmeter | CMAG0299 |  | No |  |  | J.GUEIB | J.GUEIB | LABORATOIRE DEVELOPPEMENT / MAG / Armoire D (D6) |  |  | J.GUEIB | No | [21 empty] | 1 - Product quality and specific measurement equipment |  |  |  | Débit | 600/16000 L/h | ±2 %RV | [9 empty] | FALSE |  | Flowmeter
2590 | CMAG0300_Pressure gauge | Pressure gauge | CMAG0300 |  | No |  |  | J.GUEIB | J.GUEIB | LABORATOIRE DEVELOPPEMENT / NVH |  |  | J.GUEIB | No | [15 empty] | 64948 |  |  |  |  | Conform | 1 - Product quality and specific measurement equipment | 01/10/2023 08:21:44 |  |  | Pression | -1/+3 bar | ±30 mbar | [9 empty] | FALSE |  | Pressure gauge |  |  | 01/10/2021 08:21:44 |  | 744
2591 | CMAG0301_Pressure gauge | Pressure gauge | CMAG0301 |  | No |  |  | J.GUEIB | J.GUEIB | LABORATOIRE DEVELOPPEMENT / EPE / A-ATEX-02 |  |  | J.GUEIB | No | [14 empty] | -1/3 BAR | 64945 | [5 empty] | 1 - Product quality and specific measurement equipment |  |  |  | Pression | -1/+3 bar | ±30 mbar | [9 empty] | FALSE |  | Pressure gauge
2592 | CMAG0302_Pressure gauge | Pressure gauge | CMAG0302 |  | No |  |  | J.GUEIB | J.GUEIB | LABORATOIRE DEVELOPPEMENT / EPE / A-ATEX-02 |  |  | J.GUEIB | No | [14 empty] | LEO1 | 50906 |  |  |  |  | Conform | 1 - Product quality and specific measurement equipment | 23/07/2023 08:25:59 |  |  | Pression | -1/+3 bar | ±30 mbar | [9 empty] | FALSE |  | Pressure gauge |  |  | 23/07/2021 08:25:59 |  | 744
2593 | CMAG0303_Pressure gauge | Pressure gauge | CMAG0303 |  | No |  |  | J.GUEIB | J.GUEIB | LABORATOIRE DEVELOPPEMENT / EPE / A-ATEX-02 |  |  | J.GUEIB | No | [14 empty] | LEO1 | 50922 |  |  |  |  | Conform | 1 - Product quality and specific measurement equipment | 23/07/2023 09:06:40 |  |  | Pression | -1/+3 bar | ±30 mbar | [9 empty] | FALSE |  | Pressure gauge |  |  | 23/07/2021 09:06:40 |  | 744
2594 | CMAG0304_Pressure gauge | Pressure gauge | CMAG0304 |  | No |  |  | J.GUEIB | J.GUEIB | LABORATOIRE DEVELOPPEMENT / MAG / Armoire D(D1) |  |  | J.GUEIB | No | [21 empty] | 1 - Product quality and specific measurement equipment |  |  |  | Pression | Réformé | Réformé | [9 empty] | FALSE |  | Pressure gauge
2595 | CMAG0305_X channel data logger | X channel data logger | CMAG0305 |  | No |  |  | L.SALAUN | L.SALAUN | LABORATOIRE DEVELOPPEMENT / EPE / A-ATEX-02 |  |  | L.SALAUN | No | [14 empty] | GL220 | [5 empty] | Conform | 1 - Product quality and specific measurement equipment | 21/03/2023 00:00:00 |  |  | Electricité | -40/+100°C; 0/20mV; 0/50mV; 0/100mV; 0/200mV; 0/500mV; 0/1V; 0/2V; 0/5V; 0/10V; 1/5V; 4/20mA | ±1 °C; ±0,1 %FS; ±0,4 %RV | [9 empty] | FALSE |  | X channel data logger |  |  | 21/03/2022 00:00:00 |  | 372
2596 | CMAG0306_X channel data logger | X channel data logger | CMAG0306 |  | No |  |  | M.MERCIER | M.MERCIER | LABORATOIRE DEVELOPPEMENT / COM / A-COM-02 |  |  | M.MERCIER | No | [14 empty] | GL220 | [5 empty] | Conform | 1 - Product quality and specific measurement equipment | 05/07/2023 00:00:00 |  |  | Electricité | --40/+100°C; 0/20mV; 0/50mV; 0/100mV; 0/200mV; 0/500mV; 0/1V; 0/2V; 0/5V; 0/10V; 1/5V; 4/20mA | ±1 °C; ±0,1 %FS; ±0,4 %RV | [9 empty] | FALSE |  | X channel data logger |  |  | 05/07/2022 00:00:00 |  | 372
2597 | CMAG0307_X channel data logger | X channel data logger | CMAG0307 |  | No |  |  | J.GUEIB | J.GUEIB | LABORATOIRE DEVELOPPEMENT / EPE / A-ATEX-02 |  |  | J.GUEIB | No | [14 empty] | GL220 | [5 empty] | Conform | 1 - Product quality and specific measurement equipment | 05/07/2023 00:00:00 |  |  | Electricité | -40/+100°C; 0/20mV; 0/50mV; 0/100mV; 0/200mV; 0/500mV; 0/1V; 0/2V; 0/5V; 0/10V; 1/5V; 4/20mA | ±1 °C; ±0,1 %FS; ±0,4 %RV | [9 empty] | FALSE |  | X channel data logger |  |  | 05/07/2022 00:00:00 |  | 372
2598 | CMAG0308_Standard gauge | Standard gauge | CMAG0308 |  | No |  |  | R.GRIMEAU | R.GRIMEAU | LABORATOIRE DEVELOPPEMENT / MET / Armoire Basse |  |  | R.GRIMEAU | No | [14 empty] | / | / |  |  |  |  | No calibration status | 3 - Not affecting quality equipment |  |  |  | Dimensionnel | Approach device | Approach device | [9 empty] | FALSE |  | Standard gauge
2599 | CMAG0309_Standard gauge | Standard gauge | CMAG0309 |  | No |  |  | R.GRIMEAU | R.GRIMEAU | LABORATOIRE DEVELOPPEMENT / MET / Armoire Basse |  |  | R.GRIMEAU | No | [14 empty] | / | / |  |  |  |  | No calibration status | 3 - Not affecting quality equipment |  |  |  | Dimensionnel | Approach device | Approach device | [9 empty] | FALSE |  | Standard gauge
2600 | CMAG0400_Micro-ohmmeter | Micro-ohmmeter | CMAG0400 |  | No |  |  | Y.SKOCZEK | Y.SKOCZEK | Armoire A-SCR-02 |  |  | Y.SKOCZEK | No | [20 empty] | Out of date | 1 - Product quality and specific measurement equipment | 04/02/2022 00:00:00 |  |  | Electricité | To be defined | To be defined | [9 empty] | FALSE |  | Micro-ohmmeter |  |  | 04/02/2019 00:00:00 |  | 1116
2601 | CMAG0401_Caliper | Caliper | CMAG0401 |  | No |  |  | J.GUEIB | J.GUEIB | LABORATOIRE DEVELOPPEMENT / MET / OLIVIER ROUTIER |  |  | J.GUEIB | No | [14 empty] | CD15R | 7005885 |  |  |  |  | Conform | 1 - Product quality and specific measurement equipment | 07/02/2024 00:00:00 |  |  | Dimensionnel | 0/150 mm | ±0,01 mm | [9 empty] | FALSE |  | Caliper |  |  | 07/02/2022 00:00:00 |  | 744
2602 | CMAG0402_Thermohygrometer | Thermohygrometer | CMAG0402 |  | No |  |  | Y.SKOCZEK | Y.SKOCZEK | LABORATOIRE DEVELOPPEMENT / SCR / Armoire |  |  | Y.SKOCZEK | No | [14 empty] | TH 210 | 2F160211887 |  |  |  |  | Out of date | 1 - Product quality and specific measurement equipment | 27/01/2023 14:11:44 |  |  | Humidité | 5/50 °C ; 5/95 %HR | ±2 °C;±3 %HR | [9 empty] | FALSE |  | Thermohygrometer |  |  | 27/01/2021 14:11:44 |  | 744
2603 | CMAG0403_Flowmeter | Flowmeter | CMAG0403 |  | No |  |  | J.GUEIB | J.GUEIB | LABORATOIRE DEVELOPPEMENT / EPE / MAG-001 (Banc perte de charge mobile) |  |  | J.GUEIB | No | [14 empty] | SLA5851S1ABC1C2A1 | F4014201-002 |  |  |  |  | Conform | 1 - Product quality and specific measurement equipment | 31/05/2023 00:00:00 |  |  | Débit | 0/100 L/min | ±0,6 %RV | [9 empty] | FALSE |  | Flowmeter |  |  | 31/05/2021 00:00:00 |  | 744
2604 | CMAG0404_Caliper | Caliper | CMAG0404 |  | No |  |  | J.GUEIB | J.GUEIB | LABORATOIRE DEVELOPPEMENT / FEP / R-ATEX-03 (JD. Claisse) |  |  | J.GUEIB | No | [20 empty] | No calibration status | 3 - Not affecting quality equipment |  |  |  | Dimensionnel | Approach device | Approach device | [9 empty] | FALSE |  | Caliper
2605 | CMAG0405_Pressure gauge | Pressure gauge | CMAG0405 |  | No |  |  | J.GUEIB | J.GUEIB | LABORATOIRE DEVELOPPEMENT / LMA |  |  | J.GUEIB | No | [15 empty] | citec 879 204 |  |  |  |  | Conform | 1 - Product quality and specific measurement equipment |  |  |  | Pression | [11 empty] | FALSE |  | Pressure gauge |  |  | 23/08/2016 00:00:00 |  | 744
2606 | CMAG0406_Scope meter | Scope meter | CMAG0406 |  | No |  |  | J.GUEIB | J.GUEIB | LABORATOIRE DEVELOPPEMENT / MAG / Armoire 2 Moyen |  |  | J.GUEIB | No | [21 empty] | 1 - Product quality and specific measurement equipment |  |  |  | Electricité | Réformé | Réformé | [9 empty] | FALSE |  | Scope meter
2607 | CMAG0407_Pressure gauge | Pressure gauge | CMAG0407 |  | No |  |  | J.GUEIB | J.GUEIB | LABORATOIRE DEVELOPPEMENT / MAG / Armoire D (D3) |  |  | J.GUEIB | No | [15 empty] | 151600257 | [5 empty] | 1 - Product quality and specific measurement equipment |  |  |  | Pression | Réformé | Réformé | [9 empty] | FALSE |  | Pressure gauge
2608 | CMAG0408_Pressure gauge | Pressure gauge | CMAG0408 |  | No |  |  | J.GUEIB | J.GUEIB | LABORATOIRE DEVELOPPEMENT / EPE / A-ATEX-01 |  |  | J.GUEIB | No | [20 empty] | Conform | 1 - Product quality and specific measurement equipment | 05/10/2024 14:33:24 |  |  | Pression | 0/10 bar | ±40 mbar | [9 empty] | FALSE |  | Pressure gauge |  |  | 05/10/2022 14:33:24 |  | 744
2609 | CMAG0409_Liquid flowmeter | Liquid flowmeter | CMAG0409 |  | No |  |  | Y.SKOCZEK | Y.SKOCZEK | LABORATOIRE DEVELOPPEMENT / MAG / Banc |  |  | Y.SKOCZEK | No | [15 empty] | B506559 | [5 empty] | 1 - Product quality and specific measurement equipment |  |  |  | Débit | 0 / 100L/h | ±0,5% RV | [9 empty] | FALSE |  | Liquid flowmeter
2610 | CMAG0410_Liquid flowmeter | Liquid flowmeter | CMAG0410 |  | No |  |  | J.GUEIB | J.GUEIB | LABORATOIRE DEVELOPPEMENT / MAG / Banc |  |  | J.GUEIB | No | [15 empty] | B506558 | [5 empty] | 1 - Product quality and specific measurement equipment |  |  |  | Débit | 0 / 100L/h | ±0,5% RV | [9 empty] | FALSE |  | Liquid flowmeter
2611 | CMAG0411_Pressure gauge | Pressure gauge | CMAG0411 |  | No |  |  | J.GUEIB | J.GUEIB | LABORATOIRE DEVELOPPEMENT / MAG / MAG-002 |  |  | J.GUEIB | No | [15 empty] | 8245 |  |  |  |  | Conform | 1 - Product quality and specific measurement equipment |  |  |  | Pression | 0/10 bar | ±20 mbar | [9 empty] | FALSE |  | Pressure gauge |  |  | 29/08/2018 00:00:00 |  | 744
2612 | CMAG0412_Ruler | Ruler | CMAG0412 |  | No |  |  | R.GRIMEAU | R.GRIMEAU | LABORATOIRE DEVELOPPEMENT / MET / Armoire Basse |  |  | R.GRIMEAU | No | [14 empty] | / | / |  |  |  |  | Conform | 1 - Product quality and specific measurement equipment | 06/09/2026 00:00:00 |  |  | Dimensionnel | 0/1000 mm | ±0,5 mm | [9 empty] | FALSE |  | Ruler |  |  | 06/09/2016 00:00:00 |  | 3720
2613 | CMAG0413_Thermocouple | Thermocouple | CMAG0413 |  | No |  |  | Y.SKOCZEK | Y.SKOCZEK | LABORATOIRE DEVELOPPEMENT / SCR / A-SCR-01 |  |  | Y.SKOCZEK | No | [21 empty] | 1 - Product quality and specific measurement equipment |  |  |  | Température | -40/+100 °C | ±2 °C | [9 empty] | FALSE |  | Thermocouple
2614 | CMAG0414_Thermocouple | Thermocouple | CMAG0414 |  | No |  |  | L.SALAUN | L.SALAUN | LABORATOIRE DEVELOPPEMENT / EPE / armoire |  |  | L.SALAUN | No | [21 empty] | 1 - Product quality and specific measurement equipment |  |  |  | Température | -40/+100 °C | ±2 °C | [9 empty] | FALSE |  | Thermocouple
2615 | CMAG0415_Thermocouple | Thermocouple | CMAG0415 |  | No |  |  | L.SALAUN | L.SALAUN | LABORATOIRE DEVELOPPEMENT / EPE / A-ATEX-02 |  |  | L.SALAUN | No | [20 empty] | Conform | 1 - Product quality and specific measurement equipment | 04/08/2024 14:57:41 |  |  | Température | -40/+100 °C | ±2 °C | [9 empty] | FALSE |  | Thermocouple |  |  | 04/08/2022 14:57:41 |  | 744
2616 | CMAG0416_Thermocouple | Thermocouple | CMAG0416 |  | No |  |  | J.GUEIB | J.GUEIB | LABORATOIRE DEVELOPPEMENT / MAG / SALLE (ORVR) |  |  | J.GUEIB | No | [20 empty] | Non-conforme | 1 - Product quality and specific measurement equipment |  |  |  | Température | Perdu | Perdu | [9 empty] | FALSE |  | Thermocouple
2617 | CMAG0417_Thermocouple | Thermocouple | CMAG0417 |  | No |  |  | J.GUEIB | J.GUEIB | LABORATOIRE DEVELOPPEMENT / MAG / ARMOIRE A (A4) |  |  | J.GUEIB | No | [20 empty] | Non-conforme | 1 - Product quality and specific measurement equipment |  |  |  | Température | Perdu | Perdu | [9 empty] | FALSE |  | Thermocouple
2618 | CMAG0418_Thermocouple | Thermocouple | CMAG0418 |  | No |  |  | J.GUEIB | J.GUEIB | LABORATOIRE DEVELOPPEMENT / MAG / Armoire A (A4) |  |  | J.GUEIB | No | [20 empty] | Non-conforme | 1 - Product quality and specific measurement equipment |  |  |  | Température | Perdu | Perdu | [9 empty] | FALSE |  | Thermocouple
2619 | CMAG0419_Thermocouple | Thermocouple | CMAG0419 |  | No |  |  | L.SALAUN | L.SALAUN | LABORATOIRE DEVELOPPEMENT / EPE / A-ATEX-02 |  |  | L.SALAUN | No | [20 empty] | Non-conforme | 1 - Product quality and specific measurement equipment |  |  |  | Température | -40/+100 °C | ±2 °C | [9 empty] | FALSE |  | Thermocouple
2620 | CMAG0420_Thermocouple | Thermocouple | CMAG0420 |  | No |  |  | J.GUEIB | J.GUEIB | LABORATOIRE DEVELOPPEMENT / EPE / A-ATEX-02 |  |  | J.GUEIB | No | [20 empty] | Conform | 1 - Product quality and specific measurement equipment | 14/04/2023 00:00:00 |  |  | Température | -40/+100 °C | ±2 °C | [9 empty] | FALSE |  | Thermocouple |  |  | 14/04/2021 00:00:00 |  | 744
2621 | CMAG0421_Thermocouple | Thermocouple | CMAG0421 |  | No |  |  | L.SALAUN | L.SALAUN | LABORATOIRE DEVELOPPEMENT / EPE / A-ATEX-02 |  |  | L.SALAUN | No | [20 empty] | Conform | 1 - Product quality and specific measurement equipment | 14/04/2023 13:40:50 |  |  | Température | -40/+100 °C | ±2 °C | [9 empty] | FALSE |  | Thermocouple |  |  | 14/04/2021 13:40:50 |  | 744
2622 | CMAG0422_Thermocouple | Thermocouple | CMAG0422 |  | No |  |  | J.GUEIB | J.GUEIB | LABORATOIRE DEVELOPPEMENT / MAG / ARMOIRE A (A2) |  |  | J.GUEIB | No | [21 empty] | 1 - Product quality and specific measurement equipment |  |  |  | Température | Réformé | Réformé | [9 empty] | FALSE |  | Thermocouple
2623 | CMAG0423_Thermocouple | Thermocouple | CMAG0423 |  | No |  |  | J.GUEIB | J.GUEIB | LABORATOIRE DEVELOPPEMENT / MAG / ARMOIRE A (A9) |  |  | J.GUEIB | No | [21 empty] | 1 - Product quality and specific measurement equipment |  |  |  | Température | Réformé | Réformé | [9 empty] | FALSE |  | Thermocouple
2624 | CMAG0424_Thermocouple | Thermocouple | CMAG0424 |  | No |  |  | L.SALAUN | L.SALAUN | LABORATOIRE DEVELOPPEMENT / EPE / A-ATEX-02 |  |  | L.SALAUN | No | [20 empty] | Non-conforme | 1 - Product quality and specific measurement equipment |  |  |  | Température | -40/+100 °C | ±2 °C | [9 empty] | FALSE |  | Thermocouple
2625 | CMAG0425_Thermocouple | Thermocouple | CMAG0425 |  | No |  |  | L.SALAUN | L.SALAUN | LABORATOIRE DEVELOPPEMENT / EPE / A-ATEX-02 |  |  | L.SALAUN | No | [20 empty] | Conform | 1 - Product quality and specific measurement equipment | 04/08/2024 15:40:44 |  |  | Température | -40/+100 °C | ±2 °C | [9 empty] | FALSE |  | Thermocouple |  |  | 04/08/2022 15:40:44 |  | 744
2626 | CMAG0426_Thermocouple | Thermocouple | CMAG0426 |  | No |  |  | J.GUEIB | J.GUEIB | LABORATOIRE DEVELOPPEMENT / MAG / Armoire A (A3) |  |  | J.GUEIB | No | [20 empty] | Non-conforme | 1 - Product quality and specific measurement equipment |  |  |  | Température | -40/+100 °C | ±2 °C | [9 empty] | FALSE |  | Thermocouple
2627 | CMAG0427_needle dial gauges | needle dial gauges | CMAG0427 |  | No |  |  | R.GRIMEAU | R.GRIMEAU | LABORATOIRE DEVELOPPEMENT / MET / Armoire Basse |  |  | R.GRIMEAU | No | [21 empty] | 1 - Product quality and specific measurement equipment |  |  |  | Dimensionnel | 0/50 mm | ±0,01 mm | [9 empty] | FALSE |  | needle dial gauges
2628 | CMAG0428_needle dial gauges | needle dial gauges | CMAG0428 |  | No |  |  | R.GRIMEAU | R.GRIMEAU | LABORATOIRE DEVELOPPEMENT / MET / Amoire BASSE |  |  | R.GRIMEAU | No | [21 empty] | 1 - Product quality and specific measurement equipment |  |  |  | Dimensionnel | 0/50 mm | ±0,01 mm | [9 empty] | FALSE |  | needle dial gauges
2629 | CMAG0429_Dynamometer | Dynamometer | CMAG0429 |  | No |  |  | R.GRIMEAU | R.GRIMEAU | LABORATOIRE DEVELOPPEMENT / MET / Armoire Basse |  |  | R.GRIMEAU | No | [15 empty] | Q633203 | [5 empty] | 1 - Product quality and specific measurement equipment |  |  |  | Force | 0/980 N | ±0,2 N | [9 empty] | FALSE |  | Dynamometer
2630 | CMAG0430_Sole-Mate Tester | Sole-Mate Tester | CMAG0430 |  | No |  |  | J.GUEIB | J.GUEIB | LABORATOIRE DEVELOPPEMENT / MAG / Armoire |  |  | J.GUEIB | No | [15 empty] | / |  |  |  |  | No calibration status | 3 - Not affecting quality equipment |  |  |  | Divers | Approach device | Approach device | [9 empty] | FALSE |  | Sole-Mate Tester
2631 | CMAG0431_Pressure gauge | Pressure gauge | CMAG0431 |  | No |  |  | J.GUEIB | J.GUEIB | LABORATOIRE DEVELOPPEMENT / MAG / MAG-002 |  |  | J.GUEIB | No | [15 empty] | 8257 |  |  |  |  | Conform | 1 - Product quality and specific measurement equipment |  |  |  | Pression | 0/10 bar | ±20 mbar | [9 empty] | FALSE |  | Pressure gauge |  |  | 29/08/2018 00:00:00 |  | 744
2632 | CMAG0432_Thermohygrometer | Thermohygrometer | CMAG0432 |  | No |  |  | R.GRIMEAU | R.GRIMEAU | LABORATOIRE DEVELOPPEMENT / MET / Armoire Basse |  |  | R.GRIMEAU | No | [14 empty] | 608-h1 | 5606081 | [5 empty] | 1 - Product quality and specific measurement equipment |  |  |  | Humidité | 10 at 50 °C | T°C : ±2 °C from 5 °C to 35 °C; HR % : ±2 % from 30 to 75 % | [9 empty] | FALSE |  | Thermohygrometer
2633 | CMAG0433_Multimeter | Multimeter | CMAG0433 |  | No |  |  | J.GUEIB | J.GUEIB | LABORATOIRE DEVELOPPEMENT / MAG / P. BAUDET |  |  | J.GUEIB | No | [15 empty] | 009-006794 | [5 empty] | 1 - Product quality and specific measurement equipment |  |  |  | Electricité | 0/500 Ohm; 0/5 kOhm; 0/50 V DC; 0/500 mA DC | ±0,1 Ohm; ±1 Ohm; ±20 mV; ±1 mA | [9 empty] | FALSE |  | Multimeter
2634 | CMAG0444_Dynamometer | Dynamometer | CMAG0444 |  | No |  |  | K.TALEB | K.TALEB | LABORATOIRE DEVELOPPEMENT / MET / Armoire Base |  |  | K.TALEB | No | [15 empty] | Q634005 | [5 empty] | 1 - Product quality and specific measurement equipment |  |  |  | Force | Perdu | Perdu | [9 empty] | FALSE |  | Dynamometer
2635 | CMAG0445_Thermocouple | Thermocouple | CMAG0445 |  | No |  |  | Y.SKOCZEK | Y.SKOCZEK | LABORATOIRE DEVELOPPEMENT / SCR / A-SCR-01 |  |  | Y.SKOCZEK | No | [20 empty] | Non-conforme | 1 - Product quality and specific measurement equipment |  |  |  | Température | -40/+100 °C | ±2 °C | [9 empty] | FALSE |  | Thermocouple
2636 | CMAG0446_Thermocouple | Thermocouple | CMAG0446 |  | No |  |  | J.GUEIB | J.GUEIB | LABORATOIRE DEVELOPPEMENT / MAG / ARMOIRE A (A6) |  |  | J.GUEIB | No | [21 empty] | 1 - Product quality and specific measurement equipment |  |  |  | Température | Réformé | Réformé | [9 empty] | FALSE |  | Thermocouple
2637 | CMAG0447_Thermocouple | Thermocouple | CMAG0447 |  | No |  |  | J.GUEIB | J.GUEIB | LABORATOIRE DEVELOPPEMENT / MAG / ARMOIRE A (A6) |  |  | J.GUEIB | No | [21 empty] | 1 - Product quality and specific measurement equipment |  |  |  | Température | Réformé | Réformé | [9 empty] | FALSE |  | Thermocouple
2638 | CMAG0448_Thermocouple | Thermocouple | CMAG0448 |  | No |  |  | Y.SKOCZEK | Y.SKOCZEK | LABORATOIRE DEVELOPPEMENT / SCR / A-SCR-01 |  |  | Y.SKOCZEK | No | [20 empty] | Non-conforme | 1 - Product quality and specific measurement equipment |  |  |  | Température | -40/+100 °C | ±2 °C | [9 empty] | FALSE |  | Thermocouple
2639 | CMAG0449_Thermocouple | Thermocouple | CMAG0449 |  | No |  |  | J.GUEIB | J.GUEIB | LABORATOIRE DEVELOPPEMENT / MAG / Armoire A (A7) |  |  | J.GUEIB | No | [21 empty] | 1 - Product quality and specific measurement equipment |  |  |  | Température | Perdu | Perdu | [9 empty] | FALSE |  | Thermocouple
2640 | CMAG0450_Thermocouple | Thermocouple | CMAG0450 |  | No |  |  | L.SALAUN | L.SALAUN | LABORATOIRE DEVELOPPEMENT / EPE / A-ATEX-02 |  |  | L.SALAUN | No | [20 empty] | Conform | 1 - Product quality and specific measurement equipment | 05/07/2023 15:57:29 |  |  | Température | -40/+100 °C | ±2 °C | [9 empty] | FALSE |  | Thermocouple |  |  | 05/07/2021 15:57:29 |  | 744
2641 | CMAG0451_Thermocouple | Thermocouple | CMAG0451 |  | No |  |  | L.SALAUN | L.SALAUN | LABORATOIRE DEVELOPPEMENT / EPE / A-ATEX-02 |  |  | L.SALAUN | No | [20 empty] | Conform | 1 - Product quality and specific measurement equipment | 16/02/2023 00:00:00 |  |  | Température | -40/+100 °C | ±2 °C | [9 empty] | FALSE |  | Thermocouple |  |  | 16/02/2021 00:00:00 |  | 744
2642 | CMAG0452_Pyromètre infrarouge | Pyromètre infrarouge | CMAG0452 |  | No |  |  | Y.SKOCZEK | Y.SKOCZEK | LABORATOIRE DEVELOPPEMENT / SCR / Armoire |  |  | Y.SKOCZEK | No | [20 empty] | No calibration status | 3 - Not affecting quality equipment |  |  |  | Température | 35/+350 °C | ±3 °C | [9 empty] | FALSE |  | Pyromètre infrarouge
2643 | CMAG0453_Torquemeter | Torquemeter | CMAG0453 |  | No |  |  | K.TALEB | K.TALEB | METROLOGIE / QUA / Zone calibration |  |  | K.TALEB | No | [14 empty] | 8612-012 | 49740 |  |  |  |  | Conform | 1 - Product quality and specific measurement equipment | 07/09/2024 00:00:00 |  |  | Couple | 0,2/+12 Nm | ± 1% | [9 empty] | FALSE |  | Torquemeter |  |  | 07/09/2021 00:00:00 |  | 1116
2644 | CMAG0454_Pressure gauge | Pressure gauge | CMAG0454 |  | No |  |  | J.GUEIB | J.GUEIB | LABORATOIRE DEVELOPPEMENT / EPE / A-ATEX-01 |  |  | J.GUEIB | No | [20 empty] | Conform | 1 - Product quality and specific measurement equipment |  |  |  | Pression | 0/+2000 mbarA | ± 10 mbar | [9 empty] | FALSE |  | Pressure gauge |  |  | 25/07/2019 00:00:00 |  | 744
2645 | CMAG0455_Pressure gauge | Pressure gauge | CMAG0455 |  | No |  |  | J.GUEIB | J.GUEIB | LABORATOIRE DEVELOPPEMENT / EPE / A-ATEX-01 |  |  | J.GUEIB | No | [15 empty] | 49071093 |  |  |  |  | Conform | 1 - Product quality and specific measurement equipment |  |  |  | Pression | 0/2000 mbar A | ±10 mbar | [9 empty] | FALSE |  | Pressure gauge |  |  | 25/07/2019 00:00:00 |  | 744
2646 | CMAG0456_Megohmmeter | Megohmmeter | CMAG0456 |  | No |  |  | J.GUEIB | J.GUEIB | LABORATOIRE DEVELOPPEMENT / EPE / A-ATEX-01 |  |  | J.GUEIB | No | [20 empty] | Conform | 1 - Product quality and specific measurement equipment | 28/02/2024 00:00:00 |  |  | Electricité | 0/1000 MOhm;0/10000 MOhm;0/500 VDC | ±3 %RV | [9 empty] | FALSE |  | Megohmmeter |  |  | 28/02/2022 00:00:00 |  | 744
2647 | CMAG0457_Torque wrench | Torque wrench | CMAG0457 |  | No |  |  | J.GUEIB | J.GUEIB | LABORATOIRE DEVELOPPEMENT / MET / A-MET-01 |  |  | J.GUEIB | No | [20 empty] | Conform | 1 - Product quality and specific measurement equipment | 27/07/2023 09:53:22 |  |  | Couple | 20/100 Nm | ±4 % | [9 empty] | FALSE |  | Torque wrench |  |  | 27/07/2021 09:53:22 |  | 744
2648 | CMAG0458_Torque wrench | Torque wrench | CMAG0458 |  | No |  |  | J.GUEIB | J.GUEIB | LABORATOIRE DEVELOPPEMENT / MAG |  |  | J.GUEIB | No | [21 empty] | 1 - Product quality and specific measurement equipment |  |  |  | Couple | Réformé | Réformé | [9 empty] | FALSE |  | Torque wrench
2649 | CMAG0459_Torque wrench | Torque wrench | CMAG0459 |  | No |  |  | R.GRIMEAU | R.GRIMEAU | LABORATOIRE DEVELOPPEMENT / MET / Armoire Base |  |  | R.GRIMEAU | No | [20 empty] | Conform | 1 - Product quality and specific measurement equipment | 07/07/2024 14:45:39 |  |  | Couple | 5/25 Nm | ±4 %RV | [9 empty] | FALSE |  | Torque wrench |  |  | 07/07/2022 14:45:39 |  | 744
2650 | CMAG0460_X channel data logger | X channel data logger | CMAG0460 |  | No |  |  | L.SALAUN | L.SALAUN | LABORATOIRE DEVELOPPEMENT / EPE / A-ATEX-02 |  |  | L.SALAUN | No | [14 empty] | Midi logger GL240 | [5 empty] | Conform | 1 - Product quality and specific measurement equipment | 19/02/2023 00:00:00 |  |  | Electricité | -40/+100°C; 0/20mV; 0/50mV; 0/100mV; 0/200mV; 0/500mV; 0/1V; 0/2V; 0/5V; 0/10V; 1/5V; 4/20mA | ±1 °C; ±0,1 %FS; ±0,4 %RV | [9 empty] | FALSE |  | X channel data logger |  |  | 19/02/2021 00:00:00 |  | 744
2651 | CMAG0461_Pressure gauge | Pressure gauge | CMAG0461 |  | No |  |  | J.GUEIB | J.GUEIB | LABORATOIRE DEVELOPPEMENT / EPE / A-ATEX-01 |  |  | J.GUEIB | No | [15 empty] | 49150188 |  |  |  |  | Conform | 1 - Product quality and specific measurement equipment | 23/08/2024 00:00:00 |  |  | Pression | -150/+150 mbar | ±1 mbar | [9 empty] | FALSE |  | Pressure gauge |  |  | 23/08/2022 00:00:00 |  | 744
2652 | CMAG0462_Pressure sensor | Pressure sensor | CMAG0462 |  | No |  |  | J.GUEIB | J.GUEIB | LABORATOIRE DEVELOPPEMENT / EPE / MAG-001 (Banc perte de charge mobile) |  |  | J.GUEIB | No | [15 empty] | 244110.0331 |  |  |  |  | Out of date | 1 - Product quality and specific measurement equipment | 15/01/2023 16:48:00 |  |  | Pression | 0/300 mbar | ±2 mbar | [9 empty] | FALSE |  | Pressure sensor |  |  | 15/01/2021 16:48:00 |  | 744
2653 | CMAG0463_Stabilized power supply | Stabilized power supply | CMAG0463 |  | No |  |  | Y.SKOCZEK | Y.SKOCZEK | Armoire A-SCR-02 |  |  | Y.SKOCZEK | No | [20 empty] | No calibration status | 3 - Not affecting quality equipment |  |  |  | Electricité | 0/20 V;0/38 A | Approach device | [9 empty] | FALSE |  | Stabilized power supply
2654 | CMAG0464_Thickness gauge | Thickness gauge | CMAG0464 |  | No |  |  | R.GRIMEAU | R.GRIMEAU | LABORATOIRE DEVELOPPEMENT / MET / Armoire Base |  |  | R.GRIMEAU | No | [20 empty] | Conform | 1 - Product quality and specific measurement equipment |  |  |  | Dimensionnel | 0/100 mm | ±4 µm | [9 empty] | FALSE |  | Thickness gauge |  |  | 14/02/2017 09:58:11 |  | 99999
2655 | CMAG0465_Thickness gauge | Thickness gauge | CMAG0465 |  | No |  |  | J.GUEIB | J.GUEIB | LABORATOIRE DEVELOPPEMENT / EPE / R-ATEX-01 (P. Baudet) |  |  | J.GUEIB | No | [20 empty] | Conform | 1 - Product quality and specific measurement equipment |  |  |  | Dimensionnel | 0/100 mm | ±4 µm | [9 empty] | FALSE |  | Thickness gauge |  |  | 14/02/2017 10:00:07 |  | 99999
2656 | CMAG0466_Thickness gauge | Thickness gauge | CMAG0466 |  | No |  |  | J.GUEIB | J.GUEIB | LABORATOIRE DEVELOPPEMENT / EPE / R-ATEX-06 (A. Lamart) |  |  | J.GUEIB | No | [20 empty] | Conform | 1 - Product quality and specific measurement equipment |  |  |  | Dimensionnel | 0/100 mm | ±4 µm | [9 empty] | FALSE |  | Thickness gauge |  |  | 04/05/2017 10:01:10 |  | 99999
2657 | CMAG0467_Thickness gauge | Thickness gauge | CMAG0467 |  | No |  |  | J.GUEIB | J.GUEIB | LABORATOIRE DEVELOPPEMENT / EPE / R-ATEX-02 (T. Varin) |  |  | J.GUEIB | No | [20 empty] | Conform | 1 - Product quality and specific measurement equipment |  |  |  | Dimensionnel | 0/100 mm | ±4 µm | [9 empty] | FALSE |  | Thickness gauge |  |  | 14/02/2017 10:06:16 |  | 99999
2658 | CMAG0468_Thickness gauge | Thickness gauge | CMAG0468 |  | No |  |  | J.GUEIB | J.GUEIB | LABORATOIRE DEVELOPPEMENT / EPE / R-ATEX-05 (M. Nazih) |  |  | J.GUEIB | No | [20 empty] | Conform | 1 - Product quality and specific measurement equipment |  |  |  | Dimensionnel | 0/100 mm | ±4 µm | [9 empty] | FALSE |  | Thickness gauge |  |  | 14/02/2017 10:07:00 |  | 99999
2659 | CMAG0469_Nozzle gauge | Nozzle gauge | CMAG0469 |  | No |  |  | R.GRIMEAU | R.GRIMEAU | LABORATOIRE DEVELOPPEMENT / MET / Armoire Base |  |  | R.GRIMEAU | No | [20 empty] | No calibration status | 3 - Not affecting quality equipment |  |  |  | / | Approach device | Approach device | [9 empty] | FALSE |  | Nozzle gauge
2660 | CMAG0470_needle dial gauges | needle dial gauges | CMAG0470 |  | No |  |  | R.GRIMEAU | R.GRIMEAU | LABORATOIRE DEVELOPPEMENT / MET / Armoire Base |  |  | R.GRIMEAU | No | [21 empty] | 1 - Product quality and specific measurement equipment |  |  |  | Dimensionnel | 0/50 mm | ±0,01 mm | [9 empty] | FALSE |  | needle dial gauges
2661 | CMAG0471_Stabilized power supply | Stabilized power supply | CMAG0471 |  | No |  |  | J.GUEIB | J.GUEIB | LABORATOIRE DEVELOPPEMENT / MAG / R. GRIMEAU |  |  | J.GUEIB | No | [15 empty] | / |  |  |  |  | No calibration status | 3 - Not affecting quality equipment |  |  |  | Electricité | 12V/25A | Approach device | [9 empty] | FALSE |  | Stabilized power supply
2662 | CMAG0472_Stabilized power supply | Stabilized power supply | CMAG0472 |  | No |  |  | R.GRIMEAU | R.GRIMEAU | LABORATOIRE DEVELOPPEMENT / MET / Armoire |  |  | R.GRIMEAU | No | [15 empty] | / |  |  |  |  | No calibration status | 3 - Not affecting quality equipment |  |  |  | Electricité | Approach device | Approach device | [9 empty] | FALSE |  | Stabilized power supply
2663 | CMAG0473_Stabilized power supply | Stabilized power supply | CMAG0473 |  | No |  |  | J.GUEIB | J.GUEIB | LABORATOIRE DEVELOPPEMENT / MAG / R. GRIMEAU |  |  | J.GUEIB | No | [15 empty] | / |  |  |  |  | No calibration status | 3 - Not affecting quality equipment |  |  |  | Electricité | Approach device | Approach device | [9 empty] | FALSE |  | Stabilized power supply
2664 | CMAG0474_Stabilized power supply | Stabilized power supply | CMAG0474 |  | No |  |  | J.GUEIB | J.GUEIB | LABORATOIRE DEVELOPPEMENT / MAG / Armoire moyen |  |  | J.GUEIB | No | [15 empty] | / |  |  |  |  | No calibration status | 3 - Not affecting quality equipment |  |  |  | Electricité | Approach device | Approach device | [9 empty] | FALSE |  | Stabilized power supply
2665 | CMAG0475_Stabilized power supply | Stabilized power supply | CMAG0475 |  | No |  |  | R.GRIMEAU | R.GRIMEAU | LABORATOIRE DEVELOPPEMENT / MET / Armoire Basse |  |  | R.GRIMEAU | No | [20 empty] | No calibration status | 3 - Not affecting quality equipment |  |  |  | Electricité | Approach device | Approach device | [9 empty] | FALSE |  | Stabilized power supply
2666 | CMAG0476_Stabilized power supply | Stabilized power supply | CMAG0476 |  | No |  |  | R.GRIMEAU | R.GRIMEAU | LABORATOIRE DEVELOPPEMENT / MET / Armoire |  |  | R.GRIMEAU | No | [15 empty] | / |  |  |  |  | No calibration status | 3 - Not affecting quality equipment |  |  |  | Electricité | 0 / 12 V | Approach device | [9 empty] | FALSE |  | Stabilized power supply
2667 | CMAG0477_Stabilized power supply | Stabilized power supply | CMAG0477 |  | No |  |  | J.GUEIB | J.GUEIB | LABORATOIRE DEVELOPPEMENT / EPE / FEP-020 SIMTEC 20 HZ |  |  | J.GUEIB | No | [15 empty] | / |  |  |  |  | No calibration status | 3 - Not affecting quality equipment |  |  |  | Electricité | Approach device | Approach device | [9 empty] | FALSE |  | Stabilized power supply
2668 | CMAG0478_Stabilized power supply | Stabilized power supply | CMAG0478 |  | No |  |  | J.GUEIB | J.GUEIB | LABORATOIRE DEVELOPPEMENT / MAG / Armoire |  |  | J.GUEIB | No | [15 empty] | / |  |  |  |  | No calibration status | 3 - Not affecting quality equipment |  |  |  | Electricité | Approach device | Approach device | [9 empty] | FALSE |  | Stabilized power supply
2669 | CMAG0479_Stabilized power supply | Stabilized power supply | CMAG0479 |  | No |  |  | Y.SKOCZEK | Y.SKOCZEK | Armoire A-SCR-02 |  |  | Y.SKOCZEK | No | [20 empty] | No calibration status | 3 - Not affecting quality equipment |  |  |  | Electricité | 0/20 V;0/38 A | Approach device | [9 empty] | FALSE |  | Stabilized power supply
2670 | CMAG0480_Stabilized power supply | Stabilized power supply | CMAG0480 |  | No |  |  | J.GUEIB | J.GUEIB | LABORATOIRE DEVELOPPEMENT / MAG / Armoire |  |  | J.GUEIB | No | [15 empty] | / |  |  |  |  | No calibration status | 3 - Not affecting quality equipment |  |  |  | Electricité | Approach device | Approach device | [9 empty] | FALSE |  | Stabilized power supply
2671 | CMAG0481_Stabilized power supply | Stabilized power supply | CMAG0481 |  | No |  |  | J.GUEIB | J.GUEIB | LABORATOIRE DEVELOPPEMENT / MAG / Armoire |  |  | J.GUEIB | No | [15 empty] | / |  |  |  |  | No calibration status | 3 - Not affecting quality equipment |  |  |  | Electricité | Approach device | Approach device | [9 empty] | FALSE |  | Stabilized power supply
2672 | CMAG0482_Stabilized power supply | Stabilized power supply | CMAG0482 |  | No |  |  | J.GUEIB | J.GUEIB | LABORATOIRE DEVELOPPEMENT / MAG / Armoire |  |  | J.GUEIB | No | [15 empty] | / |  |  |  |  | No calibration status | 3 - Not affecting quality equipment |  |  |  | Electricité | Approach device | Approach device | [9 empty] | FALSE |  | Stabilized power supply
2673 | CMAG0483_Resistor | Resistor | CMAG0483 |  | No |  |  | J.GUEIB | J.GUEIB | LABORATOIRE DEVELOPPEMENT / MAG / Armoire |  |  | J.GUEIB | No | [14 empty] | CENTRAD DR07 | m/06475 | [5 empty] | 1 - Product quality and specific measurement equipment |  |  |  | Electrique | Réformé | Réformé | [9 empty] | FALSE |  | Resistor
2674 | CMAG0484_Lever comparator | Lever comparator | CMAG0484 |  | No |  |  | J.GUEIB | J.GUEIB | LABORATOIRE DEVELOPPEMENT / MAG / Armoire |  |  | J.GUEIB | No | [21 empty] | 1 - Product quality and specific measurement equipment |  |  |  | Dimensionnel | 0/50 mm | ±0,01 mm | [9 empty] | FALSE |  | Lever comparator
2675 | CMAG0485_Lever comparator | Lever comparator | CMAG0485 |  | No |  |  | R.GRIMEAU | R.GRIMEAU | LABORATOIRE DEVELOPPEMENT / MET / Armoire Base |  |  | R.GRIMEAU | No | [21 empty] | 1 - Product quality and specific measurement equipment |  |  |  | Dimensionnel | 0/50 mm | ±0,01 mm | [9 empty] | FALSE |  | Lever comparator
2676 | CMAG0486_Flowmeter | Flowmeter | CMAG0486 |  | No |  |  | J.GUEIB | J.GUEIB | LABORATOIRE DEVELOPPEMENT / EPE / MAG-001 (Banc perte de charge mobile) |  |  | J.GUEIB | No | [15 empty] | 303523 |  |  |  |  | Conform | 1 - Product quality and specific measurement equipment | 01/09/2023 00:00:00 |  |  | Débit | 0/6 ln/min | ±1% FS | [9 empty] | FALSE |  | Flowmeter |  |  | 01/09/2021 00:00:00 |  | 744
2677 | CMAG0487_Pressure gauge | Pressure gauge | CMAG0487 |  | No |  |  | J.GUEIB | J.GUEIB | LABORATOIRE DEVELOPPEMENT / EPE / A-ATEX-01 |  |  | J.GUEIB | No | [15 empty] | 151701551 |  |  |  |  | Conform | 1 - Product quality and specific measurement equipment | 20/07/2023 11:24:57 |  |  | Pression | -1/+3 bar | ±1 %RV | [9 empty] | FALSE |  | Pressure gauge |  |  | 20/07/2021 11:24:57 |  | 744
2678 | CMAG0488_Pressure gauge | Pressure gauge | CMAG0488 |  | No |  |  | J.GUEIB | J.GUEIB | LABORATOIRE DEVELOPPEMENT / EPE / A-ATEX-01 |  |  | J.GUEIB | No | [15 empty] | 170303002 |  |  |  |  | Conform | 1 - Product quality and specific measurement equipment | 20/07/2023 11:12:11 |  |  | Pression | -1/+3 bar | ±1 %RV | [9 empty] | FALSE |  | Pressure gauge |  |  | 20/07/2021 11:12:11 |  | 744
2679 | CMAG0489_Pressure gauge | Pressure gauge | CMAG0489 |  | No |  |  | J.GUEIB | J.GUEIB | LABORATOIRE DEVELOPPEMENT / EPE / A-ATEX-01 |  |  | J.GUEIB | No | [15 empty] | 170303000 | [5 empty] | 1 - Product quality and specific measurement equipment |  |  |  | Pression | -1/+3 bar | ±1 %RV | [9 empty] | FALSE |  | Pressure gauge
2680 | CMAG0490_Pressure gauge | Pressure gauge | CMAG0490 |  | No |  |  | J.GUEIB | J.GUEIB | LABORATOIRE DEVELOPPEMENT / EPE / A-ATEX-01 |  |  | J.GUEIB | No | [15 empty] | 172601050 |  |  |  |  | Conform | 1 - Product quality and specific measurement equipment | 20/07/2023 13:24:17 |  |  | Pression | 0/10 bar | ±1 %RV | [9 empty] | FALSE |  | Pressure gauge |  |  | 20/07/2021 13:24:17 |  | 744
2681 | CMAG0491_Pressure gauge | Pressure gauge | CMAG0491 |  | No |  |  | J.GUEIB | J.GUEIB | LABORATOIRE DEVELOPPEMENT / EPE / A-ATEX-01 |  |  | J.GUEIB | No | [15 empty] | 172002002 | [5 empty] | 1 - Product quality and specific measurement equipment |  |  |  | Pression | 0/10 bar | ±1 %RV | [9 empty] | FALSE |  | Pressure gauge
2682 | CMAG0492_Pressure gauge | Pressure gauge | CMAG0492 |  | No |  |  | J.GUEIB | J.GUEIB | LABORATOIRE DEVELOPPEMENT / EPE / A-ATEX-01 |  |  | J.GUEIB | No | [15 empty] | 172601053 | [5 empty] | 1 - Product quality and specific measurement equipment |  |  |  | Pression | 0/10 bar | ±1 %RV | [9 empty] | FALSE |  | Pressure gauge
2683 | CMAG0493_Torquemeter | Torquemeter | CMAG0493 |  | No |  |  | K.TALEB | K.TALEB | METROLOGIE / QUA / Zone calibration |  |  | K.TALEB | No | [14 empty] | E.2000-350 | 102173 |  |  |  |  | Out of date | 1 - Product quality and specific measurement equipment | 03/11/2022 15:23:08 |  |  | Couple | 10/+350 Nm | ± 1% | [9 empty] | FALSE |  | Torquemeter |  |  | 03/11/2020 15:23:08 |  | 744
2684 | CMAG0494_Scope meter | Scope meter | CMAG0494 |  | No |  |  | K.TALEB | K.TALEB | METROLOGIE / QUA / Zone calibration |  |  | K.TALEB | No | [14 empty] | TDS 220 | B081436 |  |  |  |  | Out of date | 0 - Standard equipment | 17/12/2021 00:00:00 |  |  | Electricité | To be defined | To be defined | [9 empty] | FALSE |  | Scope meter |  |  | 17/12/2018 00:00:00 |  | 1116
2685 | CMAG0495_Stabilized power supply | Stabilized power supply | CMAG0495 |  | No |  |  | J.GUEIB | J.GUEIB | LABORATOIRE DEVELOPPEMENT / MAG / Armoire moyen |  |  | J.GUEIB | No | [14 empty] | / | / |  |  |  |  | No calibration status | 3 - Not affecting quality equipment |  |  |  | Electricité | Approach device | Approach device | [9 empty] | FALSE |  | Stabilized power supply
2686 | CMAG0496_Resistor | Resistor | CMAG0496 |  | No |  |  | J.GUEIB | J.GUEIB | LABORATOIRE DEVELOPPEMENT / MAG / Armoire moyen |  |  | J.GUEIB | No | [14 empty] | DR 07 | O/06759 |  |  |  |  | No calibration status | 3 - Not affecting quality equipment |  |  |  | Electrique | To be defined | To be defined | [9 empty] | FALSE |  | Resistor
2687 | CMAG0497_Thermocouple | Thermocouple | CMAG0497 |  | No |  |  | L.SALAUN | L.SALAUN | LABORATOIRE DEVELOPPEMENT / EPE / A-ATEX-02 |  |  | L.SALAUN | No | [20 empty] | Conform | 1 - Product quality and specific measurement equipment | 04/08/2024 15:32:06 |  |  | Température | -40/+100 °C | ±2 °C | [9 empty] | FALSE |  | Thermocouple |  |  | 04/08/2022 15:32:06 |  | 744
2688 | CMAG0498_Thermocouple | Thermocouple | CMAG0498 |  | No |  |  | L.SALAUN | L.SALAUN | LABORATOIRE DEVELOPPEMENT / EPE / A-ATEX-02 |  |  | L.SALAUN | No | [20 empty] | Conform | 1 - Product quality and specific measurement equipment | 04/08/2024 10:20:34 |  |  | Température | -40/+100 °C | ±2 °C | [9 empty] | FALSE |  | Thermocouple |  |  | 04/08/2022 10:20:34 |  | 744
2689 | CMAG0499_Thermocouple | Thermocouple | CMAG0499 |  | No |  |  | L.SALAUN | L.SALAUN | LABORATOIRE DEVELOPPEMENT / EPE / A-ATEX-02 |  |  | L.SALAUN | No | [20 empty] | Conform | 1 - Product quality and specific measurement equipment | 29/07/2024 10:43:13 |  |  | Température | -40/+100 °C | ±2 °C | [9 empty] | FALSE |  | Thermocouple |  |  | 29/07/2022 10:43:13 |  | 744
2690 | CMAG0500_Thermocouple | Thermocouple | CMAG0500 |  | No |  |  | L.SALAUN | L.SALAUN | LABORATOIRE DEVELOPPEMENT / EPE / A-ATEX-02 |  |  | L.SALAUN | No | [20 empty] | Conform | 1 - Product quality and specific measurement equipment | 04/08/2024 15:07:41 |  |  | Température | -40/+100 °C | ±2 °C | [9 empty] | FALSE |  | Thermocouple |  |  | 04/08/2022 15:07:41 |  | 744
2691 | CMAG0501_Thermocouple | Thermocouple | CMAG0501 |  | No |  |  | L.SALAUN | L.SALAUN | LABORATOIRE DEVELOPPEMENT / EPE / A-ATEX-02 |  |  | L.SALAUN | No | [20 empty] | Conform | 1 - Product quality and specific measurement equipment | 14/04/2023 13:45:28 |  |  | Température | -40/+100 °C | ±2 °C | [9 empty] | FALSE |  | Thermocouple |  |  | 14/04/2021 13:45:28 |  | 744
2692 | CMAG0502_Thermocouple | Thermocouple | CMAG0502 |  | No |  |  | L.SALAUN | L.SALAUN | LABORATOIRE DEVELOPPEMENT / EPE / A-ATEX-02 |  |  | L.SALAUN | No | [20 empty] | Conform | 1 - Product quality and specific measurement equipment | 04/08/2024 15:03:47 |  |  | Température | -40/+100 °C | ±2 °C | [9 empty] | FALSE |  | Thermocouple |  |  | 04/08/2022 15:03:47 |  | 744
2693 | CMAG0503_Thermocouple | Thermocouple | CMAG0503 |  | No |  |  | L.SALAUN | L.SALAUN | LABORATOIRE DEVELOPPEMENT / EPE / A-ATEX-02 |  |  | L.SALAUN | No | [20 empty] | Conform | 1 - Product quality and specific measurement equipment | 22/08/2024 14:31:54 |  |  | Température | -40/+100 °C | ±2 °C | [9 empty] | FALSE |  | Thermocouple |  |  | 22/08/2022 14:31:54 |  | 744
2694 | CMAG0504_Thermocouple | Thermocouple | CMAG0504 |  | No |  |  | L.SALAUN | L.SALAUN | LABORATOIRE DEVELOPPEMENT / EPE / A-ATEX-02 |  |  | L.SALAUN | No | [20 empty] | Conform | 1 - Product quality and specific measurement equipment | 17/08/2024 15:17:17 |  |  | Température | -40/+100 °C | ±2 °C | [9 empty] | FALSE |  | Thermocouple |  |  | 17/08/2022 15:17:17 |  | 744
2695 | CMAG0505_Thermocouple | Thermocouple | CMAG0505 |  | No |  |  | L.SALAUN | L.SALAUN | LABORATOIRE DEVELOPPEMENT / EPE / A-ATEX-02 |  |  | L.SALAUN | No | [20 empty] | Conform | 1 - Product quality and specific measurement equipment | 04/08/2024 15:18:54 |  |  | Température | -40/+100 °C | ±2 °C | [9 empty] | FALSE |  | Thermocouple |  |  | 04/08/2022 15:18:54 |  | 744
2696 | CMAG0506_Thermocouple | Thermocouple | CMAG0506 |  | No |  |  | L.SALAUN | L.SALAUN | LABORATOIRE DEVELOPPEMENT / EPE / A-ATEX-02 |  |  | L.SALAUN | No | [20 empty] | Non-conforme | 1 - Product quality and specific measurement equipment |  |  |  | Température | -40/+100 °C | ±2 °C | [9 empty] | FALSE |  | Thermocouple
2697 | CMAG0507_Thermocouple | Thermocouple | CMAG0507 |  | No |  |  | L.SALAUN | L.SALAUN | LABORATOIRE DEVELOPPEMENT / EPE / A-ATEX-02 |  |  | L.SALAUN | No | [20 empty] | Non-conforme | 1 - Product quality and specific measurement equipment |  |  |  | Température | -40/+100 °C | ±2 °C | [9 empty] | FALSE |  | Thermocouple
2698 | CMAG0508_Thermocouple | Thermocouple | CMAG0508 |  | No |  |  | L.SALAUN | L.SALAUN | LABORATOIRE DEVELOPPEMENT / EPE / A-ATEX-02 |  |  | L.SALAUN | No | [20 empty] | Conform | 1 - Product quality and specific measurement equipment | 04/08/2024 00:00:00 |  |  | Température | -40/+100 °C | ±2 °C | [9 empty] | FALSE |  | Thermocouple |  |  | 04/08/2022 00:00:00 |  | 744
2699 | CMAG0509_Thermocouple | Thermocouple | CMAG0509 |  | No |  |  | L.SALAUN | L.SALAUN | LABORATOIRE DEVELOPPEMENT / EPE / A-ATEX-02 |  |  | L.SALAUN | No | [20 empty] | Conform | 1 - Product quality and specific measurement equipment | 14/04/2023 14:09:30 |  |  | Température | -40/+100 °C | ±2 °C | [9 empty] | FALSE |  | Thermocouple |  |  | 14/04/2021 14:09:30 |  | 744
2700 | CMAG0510_Thermocouple | Thermocouple | CMAG0510 |  | No |  |  | L.SALAUN | L.SALAUN | LABORATOIRE DEVELOPPEMENT / EPE / A-ATEX-02 |  |  | L.SALAUN | No | [20 empty] | Conform | 1 - Product quality and specific measurement equipment | 14/04/2023 14:13:06 |  |  | Température | -40/+100 °C | ±2 °C | [9 empty] | FALSE |  | Thermocouple |  |  | 14/04/2021 14:13:06 |  | 744
2701 | CMAG0600_Megohmmeter | Megohmmeter | CMAG0600 |  | No |  |  | M.MERCIER | M.MERCIER | LABORATOIRE DEVELOPPEMENT / EPE / A-ATEX-02 |  |  | M.MERCIER | No | [14 empty] | mit430/2 | 1006340101891030 |  |  |  |  | Conform | 1 - Product quality and specific measurement equipment | 25/04/2025 00:00:00 |  |  | Electricité | 0/10 GOhm;0/200 GOhm;0/1000 VDC | ±3 %RV | [9 empty] | FALSE |  | Megohmmeter |  |  | 25/04/2022 00:00:00 |  | 1116
2702 | CMAG0601_Depth gauge | Depth gauge | CMAG0601 |  | No |  |  | M.MERCIER | M.MERCIER | LABORATOIRE DEVELOPPEMENT / MAG / Armoire |  |  | M.MERCIER | No | [20 empty] | Conform | 1 - Product quality and specific measurement equipment | 15/09/2023 08:40:19 |  |  | Dimensionnel | 0/200 mm | ±0,01 mm | [9 empty] | FALSE |  | Depth gauge |  |  | 15/09/2021 08:40:19 |  | 744
2703 | CMAG0605_Thermocouple | Thermocouple | CMAG0605 |  | No |  |  | L.SALAUN | L.SALAUN | LABORATOIRE DEVELOPPEMENT / EPE / A-ATEX-02 |  |  | L.SALAUN | No | [20 empty] | Conform | 1 - Product quality and specific measurement equipment | 15/02/2024 12:08:26 |  |  | Température | -50/+200 °C | ±2 °C | [9 empty] | FALSE |  | Thermocouple |  |  | 15/02/2022 12:08:26 |  | 744
2704 | CMAG0606_Thermocouple | Thermocouple | CMAG0606 |  | No |  |  | L.SALAUN | L.SALAUN | LABORATOIRE DEVELOPPEMENT / EPE / A-ATEX-02 |  |  | L.SALAUN | No | [20 empty] | Conform | 1 - Product quality and specific measurement equipment | 15/02/2024 12:12:21 |  |  | Température | -50/+200 °C | ±2 °C | [9 empty] | FALSE |  | Thermocouple |  |  | 15/02/2022 12:12:21 |  | 744
2705 | CMAG0607_Thermocouple | Thermocouple | CMAG0607 |  | No |  |  | L.SALAUN | L.SALAUN | LABORATOIRE DEVELOPPEMENT / EPE / A-ATEX-02 |  |  | L.SALAUN | No | [20 empty] | Conform | 1 - Product quality and specific measurement equipment | 27/01/2024 09:36:28 |  |  | Température | -50/+200 °C | ±2 °C | [9 empty] | FALSE |  | Thermocouple |  |  | 27/01/2022 09:36:28 |  | 744
2706 | CMAG0608_Thermocouple | Thermocouple | CMAG0608 |  | No |  |  | L.SALAUN | L.SALAUN | LABORATOIRE DEVELOPPEMENT / EPE / A-ATEX-02 |  |  | L.SALAUN | No | [20 empty] | Conform | 1 - Product quality and specific measurement equipment | 27/01/2024 09:53:49 |  |  | Température | -50/+200 °C | ±2 °C | [9 empty] | FALSE |  | Thermocouple |  |  | 27/01/2022 09:53:49 |  | 744
2707 | CMAG0626_Scope meter | Scope meter | CMAG0626 |  | No |  |  | J.GUEIB | J.GUEIB | LABORATOIRE DEVELOPPEMENT / EPE / A-ATEX-02 |  |  | J.GUEIB | No | [14 empty] | INFINII VISION MSO-X 3054A | MY50510801 |  |  |  |  | No calibration status | 3 - Not affecting quality equipment |  |  |  | Electricité | Approach device | Approach device | [9 empty] | FALSE |  | Scope meter
2708 | CMAG0627_Stabilized power supply | Stabilized power supply | CMAG0627 |  | No |  |  | L.SALAUN | L.SALAUN | LABORATOIRE DEVELOPPEMENT / EPE / FEP-020 SIMTEC 20 HZ |  |  | L.SALAUN | No | [15 empty] | EN813003 |  |  |  |  | No calibration status | 3 - Not affecting quality equipment |  |  |  | Electricité | Approach device | Approach device | [9 empty] | FALSE |  | Stabilized power supply
2709 | CMAG0628_Stabilized power supply | Stabilized power supply | CMAG0628 |  | No |  |  | J.GUEIB | J.GUEIB | LABORATOIRE DEVELOPPEMENT / ASS / Armoire |  |  | J.GUEIB | No | [14 empty] | PPS 13610 | G271100077 |  |  |  |  | No calibration status | 3 - Not affecting quality equipment |  |  |  | Electricité | Approach device | Approach device | [9 empty] | FALSE |  | Stabilized power supply
2710 | CMAG0629_Torque wrench | Torque wrench | CMAG0629 |  | No |  |  | J.GUEIB | J.GUEIB | LABORATOIRE DEVELOPPEMENT / MAG / y.moreno |  |  | J.GUEIB | No | [14 empty] | / | 606 |  |  |  |  | Out of date | 1 - Product quality and specific measurement equipment | 02/11/2022 11:19:52 |  |  | Couple | 0,5/ 5 Nm | ±6 %RV | [9 empty] | FALSE |  | Torque wrench |  |  | 02/11/2020 11:19:52 |  | 744
2711 | CMAG0629-1_Torque wrench | Torque wrench | CMAG0629-1 |  | No |  |  | J.GUEIB | J.GUEIB | LABORATOIRE DEVELOPPEMENT / MAG / y.moreno |  |  | J.GUEIB | No | [14 empty] | / | / |  |  |  |  | Out of date | 1 - Product quality and specific measurement equipment | 02/11/2022 14:57:56 |  |  | Couple | 4/ 40 Nm | ±4 %RV | [9 empty] | FALSE |  | Torque wrench |  |  | 02/11/2020 14:57:56 |  | 744
2712 | CMAG0629-2_Torque wrench | Torque wrench | CMAG0629-2 |  | No |  |  | J.GUEIB | J.GUEIB | LABORATOIRE DEVELOPPEMENT / MAG / y.moreno |  |  | J.GUEIB | No | [14 empty] | / | / |  |  |  |  | Out of date | 1 - Product quality and specific measurement equipment | 02/11/2022 15:02:30 |  |  | Couple | 10/ 100 Nm | ±4 %RV | [9 empty] | FALSE |  | Torque wrench |  |  | 02/11/2020 15:02:30 |  | 744
2713 | CMAG0629-3_Torque wrench | Torque wrench | CMAG0629-3 |  | No |  |  | J.GUEIB | J.GUEIB | LABORATOIRE DEVELOPPEMENT / MAG / y.moreno |  |  | J.GUEIB | No | [14 empty] | / | / |  |  |  |  | Out of date | 1 - Product quality and specific measurement equipment | 02/11/2022 15:04:03 |  |  | Couple | 60/ 600 Nm | ±4 %RV | [9 empty] | FALSE |  | Torque wrench |  |  | 02/11/2020 15:04:03 |  | 744
2714 | CMAG0630_Thermohygrometer | Thermohygrometer | CMAG0630 |  | No |  |  | L.SALAUN | L.SALAUN | LABORATOIRE DEVELOPPEMENT / EPE / A-ATEX-02 |  |  | L.SALAUN | No | [14 empty] | 625 | 61413165 |  |  |  |  | Conform | 1 - Product quality and specific measurement equipment | 19/07/2025 00:00:00 |  |  | Humidité | 0/35 °C; 70 % HR | ±0,5 °C; ±3 %HR | [9 empty] | FALSE |  | Thermohygrometer |  |  | 19/07/2022 00:00:00 |  | 1116
2715 | CMAG0631_Photogrammetry measurement device | Photogrammetry measurement device | CMAG0631 |  | No |  |  | J.GUEIB | J.GUEIB | LABORATOIRE DEVELOPPEMENT / EPE / EPE-007 |  |  | J.GUEIB | No | [14 empty] | CAMERA NIKON D500 | 6055732 |  |  |  |  | Out of date | 1 - Product quality and specific measurement equipment | 25/11/2022 00:00:00 |  |  | Optique | 0/6 m | ±0,01 mm | [9 empty] | FALSE |  | Photogrammetry measurement device |  |  | 25/11/2021 00:00:00 |  | 372
2716 | CMAG0631-01_Photogrammetry measurement device | Photogrammetry measurement device | CMAG0631-01 |  | No |  |  | J.GUEIB | J.GUEIB | LABORATOIRE DEVELOPPEMENT / EPE / EPE-007 |  |  | J.GUEIB | No | [14 empty] | / | SG7026 |  |  |  |  | Out of date | 1 - Product quality and specific measurement equipment | 25/11/2022 00:00:00 |  |  | Optique | 0/6 m | ±0,01 mm | [9 empty] | FALSE |  | Photogrammetry measurement device |  |  | 25/11/2021 00:00:00 |  | 372
2717 | CMAG0631-02_Photogrammetry measurement device | Photogrammetry measurement device | CMAG0631-02 |  | No |  |  | J.GUEIB | J.GUEIB | LABORATOIRE DEVELOPPEMENT / EPE / EPE-007 |  |  | J.GUEIB | No | [14 empty] | / | SG7027 |  |  |  |  | Out of date | 1 - Product quality and specific measurement equipment | 25/11/2022 00:00:00 |  |  | Optique | 0/6 m | ±0,01 mm | [9 empty] | FALSE |  | Photogrammetry measurement device |  |  | 25/11/2021 00:00:00 |  | 372
2718 | CMAG0632_Chronometer | Chronometer | CMAG0632 |  | No |  |  | L.SALAUN | L.SALAUN | LABORATOIRE DEVELOPPEMENT / EPE / R-ATEX-02 (T. Varin) |  |  | L.SALAUN | No | [14 empty] | lcd stopwatch 8111818 | / |  |  |  |  | Conform | 1 - Product quality and specific measurement equipment | 20/05/2023 15:59:22 |  |  | Temps-Fréquence | 0/1 h | ±1 s | [9 empty] | FALSE |  | Chronometer |  |  | 20/05/2021 15:59:22 |  | 744
2719 | CMAG0633_Chronometer | Chronometer | CMAG0633 |  | No |  |  | Y.skoczek | Y.skoczek | Armoire A-SCR-02 |  |  | Y.skoczek | No | [14 empty] | lcd stopwatch 8111818 | [5 empty] | Conform | 1 - Product quality and specific measurement equipment | 10/05/2023 13:06:55 |  |  | Temps-Fréquence | 0/1 h | ±1 s | [9 empty] | FALSE |  | Chronometer |  |  | 10/05/2021 13:06:55 |  | 744
2720 | CMAG0634_Chronometer | Chronometer | CMAG0634 |  | No |  |  | Y.skoczek | Y.skoczek | LABORATOIRE DEVELOPPEMENT / MAG / y.Skoczek |  |  | Y.skoczek | No | [14 empty] | lcd stopwatch 8111818 | [5 empty] | Non-conforme | 1 - Product quality and specific measurement equipment |  |  |  | Temps-Fréquence | 0/1 h | ±1 s | [9 empty] | FALSE |  | Chronometer
2721 | CMAG0635_Chronometer | Chronometer | CMAG0635 |  | No |  |  | Y.skoczek | Y.skoczek | LABORATOIRE DEVELOPPEMENT / MAG / y.Skoczek |  |  | Y.skoczek | No | [14 empty] | lcd stopwatch 8111818 | [5 empty] | Non-conforme | 1 - Product quality and specific measurement equipment |  |  |  | Temps-Fréquence | 0/1 h | ±1 s | [9 empty] | FALSE |  | Chronometer
2722 | CMET0005_Climatic chamber | Climatic chamber | CMET0005 |  | No |  |  | R.GRIMEAU | R.GRIMEAU | LABORATOIRE DEVELOPPEMENT / MET / MET002 (Climat 2) |  |  | R.GRIMEAU | No | [14 empty] | PCH60 | 6855 |  |  |  |  | Out of date | 1 - Product quality and specific measurement equipment | 24/08/2022 11:50:55 |  |  | Température | -40/95 °C; 30/95% HR from 40 to 80 °C | ±2 °C; ±5 %HR | [9 empty] | FALSE |  | Climatic chamber |  |  | 24/08/2021 11:50:55 |  | 372
2723 | CMET0006_Climatic chamber | Climatic chamber | CMET0006 |  | No |  |  | R.GRIMEAU | R.GRIMEAU | LABORATOIRE DEVELOPPEMENT / MET / MET011 (Climat 1) |  |  | R.GRIMEAU | No | [14 empty] | 6148H60/5VIB | 4766 |  |  |  |  | No calibration status | 3 - Not affecting quality equipment |  |  |  | Température | -40/+95 °C | ±2 °C | [9 empty] | FALSE |  | Climatic chamber
2724 | CMET0007_Speed sensor | Speed sensor | CMET0007 |  | No |  |  | R.GRIMEAU | R.GRIMEAU | LABORATOIRE DEVELOPPEMENT / MET / MET-021 SLED |  |  | R.GRIMEAU | No | [21 empty] | 1 - Product quality and specific measurement equipment |  |  |  | Temps-Fréquence | Réformé | Réformé | [9 empty] | FALSE |  | Speed sensor
2725 | CMET0008_Standard mass | Standard mass | CMET0008 |  | No |  |  | R.GRIMEAU | R.GRIMEAU | LABORATOIRE DEVELOPPEMENT / MET / MET021 (SLED) |  |  | R.GRIMEAU | No | [15 empty] | M887257N |  |  |  |  | No calibration status | 3 - Not affecting quality equipment |  |  |  | Masse | Approach device | Approach device | [9 empty] | FALSE |  | Standard mass
2726 | CMET0009_Height gauge | Height gauge | CMET0009 |  | No |  |  | R.GRIMEAU | R.GRIMEAU | LABORATOIRE DEVELOPPEMENT / MET / MET021 (SLED) |  |  | R.GRIMEAU | No | [15 empty] | 41081358 |  |  |  |  | No calibration status | 3 - Not affecting quality equipment |  |  |  | Dimensionnel | Approach device | Approach device | [9 empty] | FALSE |  | Height gauge
2727 | CMET0012_Climatic chamber | Climatic chamber | CMET0012 |  | No |  |  | R.GRIMEAU | R.GRIMEAU | LABORATOIRE DEVELOPPEMENT / MET / MET007 (Servathin Laval) |  |  | R.GRIMEAU | No | [14 empty] | FCH | [6 empty] | 1 - Product quality and specific measurement equipment |  |  |  | Température | -40/+100 °C | ±2 °C | [9 empty] | FALSE |  | Climatic chamber
2728 | CMET0013_Volumeter | Volumeter | CMET0013 |  | No |  |  | R.GRIMEAU | R.GRIMEAU | LABORATOIRE DEVELOPPEMENT / MET / Mur Ouest |  |  | R.GRIMEAU | No | [15 empty] | FOC40726A |  |  |  |  | Conform | 1 - Product quality and specific measurement equipment | 17/09/2023 11:38:46 |  |  | Débit | 0/120 L | ±1 %RV | [9 empty] | FALSE |  | Volumeter |  |  | 17/09/2020 11:38:46 |  | 1116
2729 | CMET0014_Pressure gauge | Pressure gauge | CMET0014 |  | No |  |  | R.GRIMEAU | R.GRIMEAU | LABORATOIRE DEVELOPPEMENT / MET / Armoire |  |  | R.GRIMEAU | No | [20 empty] | Non-conforme | 1 - Product quality and specific measurement equipment |  |  |  | Pression | Perdu | Perdu | [9 empty] | FALSE |  | Pressure gauge
2730 | CMET0015_Pressure gauge | Pressure gauge | CMET0015 |  | No |  |  | R.GRIMEAU | R.GRIMEAU | LABORATOIRE DEVELOPPEMENT / MET / Armoire |  |  | R.GRIMEAU | No | [14 empty] | 0/0,6 bar | 125001485 |  |  |  |  | Conform | 1 - Product quality and specific measurement equipment | 23/07/2023 13:42:30 |  |  | Pression | 0/600 mbar | ±6 mbar | [9 empty] | FALSE |  | Pressure gauge |  |  | 23/07/2021 13:42:30 |  | 744
2731 | CMET0016_Climatic chamber | Climatic chamber | CMET0016 |  | No |  |  | R.GRIMEAU | R.GRIMEAU | LABORATOIRE DEVELOPPEMENT / MET / MET031 (Climat 11) |  |  | R.GRIMEAU | No | [14 empty] | 15180T60/27 | 56766026920020 |  |  |  |  | Out of date | 1 - Product quality and specific measurement equipment | 03/01/2023 11:24:37 |  |  | Température | -50/+110 °C | ±2 °C | [9 empty] | FALSE |  | Climatic chamber |  |  | 03/01/2022 11:24:37 |  | 372
2732 | CMET0017_TEST BENCH | TEST BENCH | CMET0017 |  | No |  |  | R.GRIMEAU | R.GRIMEAU | LABORATOIRE DEVELOPPEMENT / MET / Cold Impact |  |  | R.GRIMEAU | No | [15 empty] | 357A0001 |  |  |  |  | Conform | 1 - Product quality and specific measurement equipment | 24/01/2029 11:17:35 |  |  | Dimensionnel | 3 mm | ±0,3 mm | [9 empty] | FALSE |  | TEST BENCH |  |  | 24/01/2022 11:17:35 |  | 2604
2733 | CMET0018_Standard gauge | Standard gauge | CMET0018 |  | No |  |  | L.SALAUN | L.SALAUN | LABORATOIRE DEVELOPPEMENT / MET / COLD IMPACT |  |  | L.SALAUN | No | [21 empty] | 1 - Product quality and specific measurement equipment |  |  |  | Dimensionnel | Réformé | Réformé | [9 empty] | FALSE |  | Standard gauge
2734 | CMET0019_Volumeter | Volumeter | CMET0019 |  | No | Volumeter water |  | R.GRIMEAU | R.GRIMEAU | LABORATOIRE DEVELOPPEMENT / MET / Mur Est/ Station Glycol |  |  | R.GRIMEAU | No | [15 empty] | 04CA029439 |  |  |  |  | Conform | 1 - Product quality and specific measurement equipment | 16/09/2023 09:54:43 |  |  | Débit | 0/120 L | ±1 %RV | [6 empty] | Volumeter water |  |  | FALSE |  | Volumeter |  |  | 16/09/2020 09:54:43 |  | 1116
2735 | CMET0020_Volumeter | Volumeter | CMET0020 |  | No | Volumeter glycol |  | R.GRIMEAU | R.GRIMEAU | LABORATOIRE DEVELOPPEMENT / MET / Station Glycol |  |  | R.GRIMEAU | No | [20 empty] | Conform | 1 - Product quality and specific measurement equipment | 17/09/2023 11:27:58 |  |  | Débit | 0/120 L | ±1 %RV | [6 empty] | Volumeter glycol |  |  | FALSE |  | Volumeter |  |  | 17/09/2020 11:27:58 |  | 1116
2736 | CMET0022_Pressure sensor | Pressure sensor | CMET0022 |  | No |  |  | R.GRIMEAU | R.GRIMEAU | LABORATOIRE DEVELOPPEMENT / MET / PV-Cycling |  |  | R.GRIMEAU | No | [15 empty] | 75567008 |  |  |  |  | No calibration status | 3 - Not affecting quality equipment |  |  |  | Pression | Approach device | Approach device | [9 empty] | FALSE |  | Pressure sensor
2737 | CMET0023_Pressure sensor | Pressure sensor | CMET0023 |  | No |  |  | R.GRIMEAU | R.GRIMEAU | LABORATOIRE DEVELOPPEMENT / MET / PV-Cycling |  |  | R.GRIMEAU | No | [15 empty] | 75567009 |  |  |  |  | No calibration status | 3 - Not affecting quality equipment |  |  |  | Pression | Approach device | Approach device | [9 empty] | FALSE |  | Pressure sensor
2738 | CMET0024_Pressure sensor | Pressure sensor | CMET0024 |  | No |  |  | R.GRIMEAU | R.GRIMEAU | LABORATOIRE DEVELOPPEMENT / MET / PV-Cycling |  |  | R.GRIMEAU | No | [15 empty] | 75567010 |  |  |  |  | No calibration status | 3 - Not affecting quality equipment |  |  |  | Pression | Approach device | Approach device | [9 empty] | FALSE |  | Pressure sensor
2739 | CMET0025_SCALE | SCALE | CMET0025 |  | No |  |  | R.GRIMEAU | R.GRIMEAU | LABORATOIRE DEVELOPPEMENT / MET / Volume Total |  |  | R.GRIMEAU | No | [14 empty] | MCW300R2-1 | 100237045 |  |  |  |  | Conform | 1 - Product quality and specific measurement equipment | 04/05/2023 11:41:36 |  |  | Masse | 0/300 kg | ±50 g | [9 empty] | FALSE |  | SCALE |  |  | 04/05/2021 11:41:36 |  | 744
2740 | CMET0026_Pressure sensor | Pressure sensor | CMET0026 |  | No |  |  | L.SALAUN | L.SALAUN | LABORATOIRE DEVELOPPEMENT / EPE / A-ATEX-01 |  |  | L.SALAUN | No | [15 empty] | 4375556 |  |  |  |  | Conform | 1 - Product quality and specific measurement equipment | 18/02/2023 14:58:06 |  |  | Pression | 0/10 bar | ±20 mbar | [9 empty] | FALSE |  | Pressure sensor |  |  | 18/02/2021 14:58:06 |  | 744
2741 | CMET0027_Pressure sensor | Pressure sensor | CMET0027 |  | No |  |  | L.SALAUN | L.SALAUN | LABORATOIRE DEVELOPPEMENT / EPE / A-ATEX-01 |  |  | L.SALAUN | No | [15 empty] | 4375555 |  |  |  |  | Conform | 1 - Product quality and specific measurement equipment | 18/02/2023 15:00:42 |  |  | Pression | 0/10 bar | ±20 mbar | [9 empty] | FALSE |  | Pressure sensor |  |  | 18/02/2021 15:00:42 |  | 744
2742 | CMET0028_TEST BENCH | TEST BENCH | CMET0028 |  | No |  |  | R.GRIMEAU | R.GRIMEAU | LABORATOIRE DEVELOPPEMENT / MET / Pendule choc |  |  | R.GRIMEAU | No | [15 empty] | 357A0001 |  |  |  |  | Conform | 1 - Product quality and specific measurement equipment | 26/06/2023 00:00:00 |  |  | Force | 30 J | ±0,5 J | [9 empty] | FALSE |  | TEST BENCH |  |  | 26/06/2015 00:00:00 |  | 2976
2743 | CMET0029_Temperature display | Temperature display | CMET0029 |  | No |  |  | R.GRIMEAU | R.GRIMEAU | LABORATOIRE DEVELOPPEMENT / MET / Armoire |  |  | R.GRIMEAU | No | [14 empty] | ca 861 | 143162 |  |  |  |  | Out of date | 1 - Product quality and specific measurement equipment | 03/02/2023 14:37:38 |  |  | Température | -40/+190 °C | ±2 °C | [9 empty] | FALSE |  | Temperature display |  |  | 03/02/2021 14:37:38 |  | 744
2744 | CMET0030_Temperature display | Temperature display | CMET0030 |  | No |  |  | R.GRIMEAU | R.GRIMEAU | LABORATOIRE DEVELOPPEMENT / MET / Armoire |  |  | R.GRIMEAU | No | [14 empty] | ca 861 | 142974 |  |  |  |  | Out of date | 1 - Product quality and specific measurement equipment | 03/02/2023 14:43:16 |  |  | Température | -40/+190 °C | ±2 °C | [9 empty] | FALSE |  | Temperature display |  |  | 03/02/2021 14:43:16 |  | 744
2745 | CMET0031_Thermocouple | Thermocouple | CMET0031 |  | No |  |  | R.GRIMEAU | R.GRIMEAU | LABORATOIRE DEVELOPPEMENT / MET / Armoire |  |  | R.GRIMEAU | No | [20 empty] | Conform | 1 - Product quality and specific measurement equipment | 15/06/2023 00:00:00 |  |  | Température | -40/+100 °C | ±2 °C | [9 empty] | FALSE |  | Thermocouple |  |  | 15/06/2021 00:00:00 |  | 744
2746 | CMET0032_Thermocouple | Thermocouple | CMET0032 |  | No |  |  | R.GRIMEAU | R.GRIMEAU | LABORATOIRE DEVELOPPEMENT / MET / Armoire |  |  | R.GRIMEAU | No | [20 empty] | Conform | 1 - Product quality and specific measurement equipment | 01/09/2023 14:11:25 |  |  | Température | -40/+100 °C | ±2 °C | [9 empty] | FALSE |  | Thermocouple |  |  | 01/09/2021 14:11:25 |  | 744
2747 | CMET0033_Pressure gauge | Pressure gauge | CMET0033 |  | No |  |  | R.GRIMEAU | R.GRIMEAU | LABORATOIRE DEVELOPPEMENT / MET |  |  | R.GRIMEAU | No | [21 empty] | 1 - Product quality and specific measurement equipment |  |  |  | Pression | Réformé | Réformé | [9 empty] | FALSE |  | Pressure gauge
2748 | CMET0034_Pressure sensor | Pressure sensor | CMET0034 |  | No |  |  | R.GRIMEAU | R.GRIMEAU | LABORATOIRE DEVELOPPEMENT / MET / MET014 (Burst Laval) |  |  | R.GRIMEAU | No | [15 empty] | 10131390 |  |  |  |  | Conform | 1 - Product quality and specific measurement equipment | 23/06/2024 15:37:23 |  |  | Pression | 0/10 bar | ±50 mbar | [9 empty] | FALSE |  | Pressure sensor |  |  | 23/06/2022 15:37:23 |  | 744
2749 | CMET0035_Caliper | Caliper | CMET0035 |  | No |  |  | R.GRIMEAU | R.GRIMEAU | LABORATOIRE DEVELOPPEMENT / MET / W. Gazaud |  |  | R.GRIMEAU | No | [20 empty] | Non-conforme | 1 - Product quality and specific measurement equipment |  |  |  | Dimensionnel | Perdu | Perdu | [9 empty] | FALSE |  | Caliper
2750 | CMET0036_Pressure gauge | Pressure gauge | CMET0036 |  | No |  |  | R.GRIMEAU | R.GRIMEAU | LABORATOIRE DEVELOPPEMENT / MET / Armoire |  |  | R.GRIMEAU | No | [14 empty] | LEO1 | 50907 |  |  |  |  | Conform | 1 - Product quality and specific measurement equipment | 23/07/2023 09:24:46 |  |  | Pression | -1/+3 bar | ±30 mbar | [9 empty] | FALSE |  | Pressure gauge |  |  | 23/07/2021 09:24:46 |  | 744
2751 | CMET0037_Torque wrench | Torque wrench | CMET0037 |  | No |  |  | R.GRIMEAU | R.GRIMEAU | LABORATOIRE DEVELOPPEMENT / MET / Armoire |  |  | R.GRIMEAU | No | [14 empty] | E306.30D | S060096 |  |  |  |  | Non-conforme | 1 - Product quality and specific measurement equipment |  |  |  | Couple | 6/30 Nm | ±2 %RV | [9 empty] | FALSE |  | Torque wrench
2752 | CMET0038_TEST BENCH | TEST BENCH | CMET0038 |  | No |  |  | R.GRIMEAU | R.GRIMEAU | LABORATOIRE DEVELOPPEMENT / MET / MET020 |  |  | R.GRIMEAU | No | [14 empty] | test chute | 360439 |  |  |  |  | Conform | 1 - Product quality and specific measurement equipment | 24/03/2026 00:00:00 |  |  | Dimensionnel | 1,2/6 m | ±1,3 %RV | [9 empty] | FALSE |  | TEST BENCH |  |  | 24/03/2016 00:00:00 |  | 3720
2753 | CMET0039_SCALE | SCALE | CMET0039 |  | No |  |  | R.GRIMEAU | R.GRIMEAU | LABORATOIRE DEVELOPPEMENT / MET / Armoire |  |  | R.GRIMEAU | No | [14 empty] | HFB600K200 | WF16001131 |  |  |  |  | Not conform | 1 - Product quality and specific measurement equipment |  |  |  | Masse | 0/600 kg | ± 1% | [9 empty] | FALSE |  | SCALE |  |  | 25/08/2022 00:00:00 |  | 744
2754 | CMET0040_Climatic chamber | Climatic chamber | CMET0040 |  | No |  |  | R.GRIMEAU | R.GRIMEAU | LABORATOIRE DEVELOPPEMENT / MET / MET044 |  |  | R.GRIMEAU | No | [15 empty] | A9153 |  |  |  |  | Conform | 1 - Product quality and specific measurement equipment | 16/05/2023 00:00:00 |  |  | Température | 30/70 °C | ±2 °C | [9 empty] | FALSE |  | Climatic chamber |  |  | 16/05/2022 00:00:00 |  | 372
2755 | CMET0041_Pressure sensor | Pressure sensor | CMET0041 |  | No |  |  | R.GRIMEAU | R.GRIMEAU | LABORATOIRE DEVELOPPEMENT / MET / R. GRIMEAU |  |  | R.GRIMEAU | No | [15 empty] | 10493829 |  |  |  |  | Conform | 1 - Product quality and specific measurement equipment |  |  |  | Pression | 0/20 bar | ±0,008 bar | [9 empty] | FALSE |  | Pressure sensor |  |  | 05/10/2016 00:00:00 |  | 744
2756 | CMET0042_Pressure sensor | Pressure sensor | CMET0042 |  | No |  |  | R.GRIMEAU | R.GRIMEAU | LABORATOIRE DEVELOPPEMENT / MET / R. GRIMEAU |  |  | R.GRIMEAU | No | [15 empty] | 10493841 |  |  |  |  | Non-conforme | 1 - Product quality and specific measurement equipment |  |  |  | Pression | 0/20 bar | ±0,008 bar | [9 empty] | FALSE |  | Pressure sensor
2757 | CMET0043_laser | laser | CMET0043 |  | No |  |  | R.GRIMEAU | R.GRIMEAU | LABORATOIRE DEVELOPPEMENT / MET / MET021 (SLED) |  |  | R.GRIMEAU | No | [20 empty] | Conform | 1 - Product quality and specific measurement equipment | 06/04/2023 10:35:10 |  |  | Pression | 270 / 1220 mm | ± 10 mm | [9 empty] | FALSE |  | laser |  |  | 17/01/2018 10:35:10 |  | 744
2758 | CMET0044_Scale | Scale | CMET0044 |  | No |  |  | R.GRIMEAU | R.GRIMEAU | LABORATOIRE DEVELOPPEMENT / MET / SLED |  |  | R.GRIMEAU | No | [14 empty] | DFW | 100368878 |  |  |  |  | Conform | 1 - Product quality and specific measurement equipment | 21/07/2024 10:12:26 |  |  | Masse | 0/300 kg | ±50 g | [9 empty] | FALSE |  | Scale |  |  | 21/07/2022 10:12:26 |  | 744
2759 | CMET0045_Thickness gauge | Thickness gauge | CMET0045 |  | No |  |  | R.GRIMEAU | R.GRIMEAU | LABORATOIRE DEVELOPPEMENT / MET / Armoire |  |  | R.GRIMEAU | No | [20 empty] | Conform | 1 - Product quality and specific measurement equipment |  |  |  | Dimensionnel | 0/100 mm | ±4 µm | [9 empty] | FALSE |  | Thickness gauge |  |  | 14/02/2017 09:46:10 |  | 999999
2760 | CMET0046_Thickness gauge | Thickness gauge | CMET0046 |  | No |  |  | R.GRIMEAU | R.GRIMEAU | LABORATOIRE DEVELOPPEMENT / MET / T. ESCANDE |  |  | R.GRIMEAU | No | [20 empty] | Conform | 1 - Product quality and specific measurement equipment |  |  |  | Dimensionnel | 0/100 mm | ±4 µm | [9 empty] | FALSE |  | Thickness gauge |  |  | 14/02/2017 09:48:54 |  | 999999
2761 | CMET0047_- | - | CMET0047 |  | No |  |  | R.GRIMEAU | R.GRIMEAU | LABORATOIRE DEVELOPPEMENT / MET / MET-021 SLED |  |  | R.GRIMEAU | No | [14 empty] | DEWE-43-A | D07C36E7 |  |  |  |  | No calibration status | 3 - Not affecting quality equipment |  |  |  | - | Approach device | Approach device | [9 empty] | FALSE |  | -
2762 | CMET0048_Speed sensor | Speed sensor | CMET0048 |  | No |  |  | R.GRIMEAU | R.GRIMEAU | LABORATOIRE DEVELOPPEMENT / MET / MET021 (SLED) |  |  | R.GRIMEAU | No | [14 empty] | IFW200 | AC 1611 |  |  |  |  | Conform | 1 - Product quality and specific measurement equipment | 03/05/2024 10:04:07 |  |  | Temps-Fréquence | 2/4,5 m/s | ±1 % | [9 empty] | FALSE |  | Speed sensor |  |  | 03/05/2021 10:04:07 |  | 1116
2763 | CMET0049_Torquemeter | Torquemeter | CMET0049 |  | No |  |  | R.GRIMEAU | R.GRIMEAU | LABORATOIRE DEVELOPPEMENT / MET / Armoire |  |  | R.GRIMEAU | No | [14 empty] | PCE-FB500TW | 23 |  |  |  |  | Out of date | 1 - Product quality and specific measurement equipment | 04/11/2022 00:00:00 |  |  | Couple | 0/+500 Nm | ± 2% FS | [9 empty] | FALSE |  | Torquemeter |  |  | 04/11/2020 00:00:00 |  | 744
2764 | CMET0050_Thermocouple | Thermocouple | CMET0050 |  | No |  |  | R.GRIMEAU | R.GRIMEAU | LABORATOIRE DEVELOPPEMENT / MET / Armoire |  |  | R.GRIMEAU | No | [20 empty] | Conform | 1 - Product quality and specific measurement equipment | 04/08/2024 00:00:00 |  |  | Température | -40/+100 °C | ±2 °C | [9 empty] | FALSE |  | Thermocouple |  |  | 04/08/2022 00:00:00 |  | 744
2765 | CMET0051_Stabilized power supply | Stabilized power supply | CMET0051 |  | No |  |  | R.GRIMEAU | R.GRIMEAU | LABORATOIRE DEVELOPPEMENT / MET / Armoire |  |  | R.GRIMEAU | No | [14 empty] | 72-10195 | 8250124856 |  |  |  |  | No calibration status | 3 - Not affecting quality equipment |  |  |  | Electricité | Approach device | Approach device | [9 empty] | FALSE |  | Stabilized power supply
2766 | CMET0052_Pressure regulator | Pressure regulator | CMET0052 |  | No |  |  | R.GRIMEAU | R.GRIMEAU | LABORATOIRE DEVELOPPEMENT / MET / Armoire |  |  | R.GRIMEAU | No | [14 empty] | ITV2011-31F3CL5 | / |  |  |  |  | No calibration status | 3 - Not affecting quality equipment |  |  |  | Pression | Approach device | Approach device | [9 empty] | FALSE |  | Pressure regulator
2767 | CMET0053_Pressure regulator | Pressure regulator | CMET0053 |  | No |  |  | R.GRIMEAU | R.GRIMEAU | LABORATOIRE DEVELOPPEMENT / MET / Armoire |  |  | R.GRIMEAU | No | [14 empty] | ITV2011-31F3CL5 | / |  |  |  |  | No calibration status | 3 - Not affecting quality equipment |  |  |  | Pression | Approach device | Approach device | [9 empty] | FALSE |  | Pressure regulator
2768 | CMET0054_Pressure regulator | Pressure regulator | CMET0054 |  | No |  |  | R.GRIMEAU | R.GRIMEAU | LABORATOIRE DEVELOPPEMENT / SCR / Armoire |  |  | R.GRIMEAU | No | [14 empty] | ITV2011-31F3CL5 | / |  |  |  |  | No calibration status | 3 - Not affecting quality equipment |  |  |  | Pression | Approach device | Approach device | [9 empty] | FALSE |  | Pressure regulator
2769 | CMET0055_Nozzle gauge | Nozzle gauge | CMET0055 |  | No |  |  | R.GRIMEAU | R.GRIMEAU | LABORATOIRE DEVELOPPEMENT / MET / Armoire Base |  |  | R.GRIMEAU | No | [15 empty] | / |  |  |  |  | No calibration status | 3 - Not affecting quality equipment |  |  |  | / | Approach device | Approach device | [9 empty] | FALSE |  | Nozzle gauge
2770 | CMET0056_Nozzle gauge | Nozzle gauge | CMET0056 |  | No |  |  | R.GRIMEAU | R.GRIMEAU | LABORATOIRE DEVELOPPEMENT / MET / Armoire Base |  |  | R.GRIMEAU | No | [15 empty] | / |  |  |  |  | No calibration status | 3 - Not affecting quality equipment |  |  |  | / | Approach device | Approach device | [9 empty] | FALSE |  | Nozzle gauge
2771 | CMET0057_Dynamometer | Dynamometer | CMET0057 |  | No |  |  | K.TALEB | K.TALEB | LABORATOIRE DEVELOPPEMENT / MET / Armoire Base |  |  | K.TALEB | No | [14 empty] | FG-5020 | Q649401 |  |  |  |  | Out of date | 1 - Product quality and specific measurement equipment | 09/11/2022 00:00:00 |  |  | Force | 0/196 N | ± 0,5 N | [9 empty] | FALSE |  | Dynamometer |  |  | 09/11/2020 00:00:00 |  | 744
2772 | CMET0058_Torque wrench | Torque wrench | CMET0058 |  | No |  |  | R.GRIMEAU | R.GRIMEAU | LABORATOIRE DEVELOPPEMENT / MET / O.ROUTIER |  |  | R.GRIMEAU | No | [14 empty] | E306.30D | V120053 |  |  |  |  | Out of date | 1 - Product quality and specific measurement equipment | 05/01/2023 15:10:50 |  |  | Couple | 1,5/30 Nm | ±4 %RV | [9 empty] | FALSE |  | Torque wrench |  |  | 05/01/2021 15:10:50 |  | 744
2773 | CMET0059_Thermocouple | Thermocouple | CMET0059 |  | No |  |  | R.GRIMEAU | R.GRIMEAU | LABORATOIRE DEVELOPPEMENT / MET / R. GRIMEAU |  |  | R.GRIMEAU | No | [21 empty] | 1 - Product quality and specific measurement equipment |  |  |  | Température | 0/+180 °C | ±2 °C | [9 empty] | FALSE |  | Thermocouple
2774 | CMET0060_Thermocouple | Thermocouple | CMET0060 |  | No |  |  | R.GRIMEAU | R.GRIMEAU | LABORATOIRE DEVELOPPEMENT / MET / R. GRIMEAU |  |  | R.GRIMEAU | No | [21 empty] | 1 - Product quality and specific measurement equipment |  |  |  | Température | 0/+180 °C | ±2 °C | [9 empty] | FALSE |  | Thermocouple
2775 | CMET0061_Thermocouple | Thermocouple | CMET0061 |  | No |  |  | R.GRIMEAU | R.GRIMEAU | LABORATOIRE DEVELOPPEMENT / MET / R. GRIMEAU |  |  | R.GRIMEAU | No | [21 empty] | 1 - Product quality and specific measurement equipment |  |  |  | Température | 0/+180 °C | ±2 °C | [9 empty] | FALSE |  | Thermocouple
2776 | CMET0062_Thermocouple | Thermocouple | CMET0062 |  | No |  |  | R.GRIMEAU | R.GRIMEAU | LABORATOIRE DEVELOPPEMENT / MET / R. GRIMEAU |  |  | R.GRIMEAU | No | [21 empty] | 1 - Product quality and specific measurement equipment |  |  |  | Température | 0/+180 °C | ±2 °C | [9 empty] | FALSE |  | Thermocouple
2777 | CMET0063_Thermocouple | Thermocouple | CMET0063 |  | No |  |  | R.GRIMEAU | R.GRIMEAU | LABORATOIRE DEVELOPPEMENT / MET / R. GRIMEAU |  |  | R.GRIMEAU | No | [21 empty] | 1 - Product quality and specific measurement equipment |  |  |  | Température | 0/+180 °C | ±2 °C | [9 empty] | FALSE |  | Thermocouple
2778 | CMET0064_Thermocouple | Thermocouple | CMET0064 |  | No |  |  | R.GRIMEAU | R.GRIMEAU | LABORATOIRE DEVELOPPEMENT / MET / R. GRIMEAU |  |  | R.GRIMEAU | No | [21 empty] | 1 - Product quality and specific measurement equipment |  |  |  | Température | 0/+180 °C | ±2 °C | [9 empty] | FALSE |  | Thermocouple
2779 | CMET0065_Thermocouple | Thermocouple | CMET0065 |  | No |  |  | R.GRIMEAU | R.GRIMEAU | LABORATOIRE DEVELOPPEMENT / MET / R. GRIMEAU |  |  | R.GRIMEAU | No | [21 empty] | 1 - Product quality and specific measurement equipment |  |  |  | Température | 0/+180 °C | ±2 °C | [9 empty] | FALSE |  | Thermocouple
2780 | CMET0066_Thermocouple | Thermocouple | CMET0066 |  | No |  |  | R.GRIMEAU | R.GRIMEAU | LABORATOIRE DEVELOPPEMENT / MET / R. GRIMEAU |  |  | R.GRIMEAU | No | [21 empty] | 1 - Product quality and specific measurement equipment |  |  |  | Température | 0/+180 °C | ±2 °C | [9 empty] | FALSE |  | Thermocouple
2781 | CMET0067_Thermocouple | Thermocouple | CMET0067 |  | No |  |  | R.GRIMEAU | R.GRIMEAU | LABORATOIRE DEVELOPPEMENT / MET / R. GRIMEAU |  |  | R.GRIMEAU | No | [21 empty] | 1 - Product quality and specific measurement equipment |  |  |  | Température | 0/+180 °C | ±2 °C | [9 empty] | FALSE |  | Thermocouple
2782 | CMET0068_Thermocouple | Thermocouple | CMET0068 |  | No |  |  | R.GRIMEAU | R.GRIMEAU | LABORATOIRE DEVELOPPEMENT / MET / R. GRIMEAU |  |  | R.GRIMEAU | No | [21 empty] | 1 - Product quality and specific measurement equipment |  |  |  | Température | 0/+180 °C | ±2 °C | [9 empty] | FALSE |  | Thermocouple
2783 | CMET0069_Thermocouple | Thermocouple | CMET0069 |  | No |  |  | R.GRIMEAU | R.GRIMEAU | LABORATOIRE DEVELOPPEMENT / MET / R. GRIMEAU |  |  | R.GRIMEAU | No | [21 empty] | 1 - Product quality and specific measurement equipment |  |  |  | Température | 0/+180 °C | ±2 °C | [9 empty] | FALSE |  | Thermocouple
2784 | CMET0070_Thermocouple | Thermocouple | CMET0070 |  | No |  |  | R.GRIMEAU | R.GRIMEAU | LABORATOIRE DEVELOPPEMENT / MET / R. GRIMEAU |  |  | R.GRIMEAU | No | [21 empty] | 1 - Product quality and specific measurement equipment |  |  |  | Température | 0/+180 °C | ±2 °C | [9 empty] | FALSE |  | Thermocouple
2785 | CMET0071_Thermocouple | Thermocouple | CMET0071 |  | No |  |  | R.GRIMEAU | R.GRIMEAU | LABORATOIRE DEVELOPPEMENT / MET / R. GRIMEAU |  |  | R.GRIMEAU | No | [21 empty] | 1 - Product quality and specific measurement equipment |  |  |  | Température | 0/+180 °C | ±2 °C | [9 empty] | FALSE |  | Thermocouple
2786 | CMET0072_Thermocouple | Thermocouple | CMET0072 |  | No |  |  | R.GRIMEAU | R.GRIMEAU | LABORATOIRE DEVELOPPEMENT / MET / R. GRIMEAU |  |  | R.GRIMEAU | No | [21 empty] | 1 - Product quality and specific measurement equipment |  |  |  | Température | 0/+180 °C | ±2 °C | [9 empty] | FALSE |  | Thermocouple
2787 | CMET0073_Thermocouple | Thermocouple | CMET0073 |  | No |  |  | R.GRIMEAU | R.GRIMEAU | LABORATOIRE DEVELOPPEMENT / MET / R. GRIMEAU |  |  | R.GRIMEAU | No | [21 empty] | 1 - Product quality and specific measurement equipment |  |  |  | Température | 0/+180 °C | ±2 °C | [9 empty] | FALSE |  | Thermocouple
2788 | CMET0074_Thermocouple | Thermocouple | CMET0074 |  | No |  |  | R.GRIMEAU | R.GRIMEAU | LABORATOIRE DEVELOPPEMENT / MET / R. GRIMEAU |  |  | R.GRIMEAU | No | [21 empty] | 1 - Product quality and specific measurement equipment |  |  |  | Température | 0/+180 °C | ±2 °C | [9 empty] | FALSE |  | Thermocouple
2789 | CMET0075_Thermocouple | Thermocouple | CMET0075 |  | No |  |  | R.GRIMEAU | R.GRIMEAU | LABORATOIRE DEVELOPPEMENT / MET / R. GRIMEAU |  |  | R.GRIMEAU | No | [21 empty] | 1 - Product quality and specific measurement equipment |  |  |  | Température | 0/+180 °C | ±2 °C | [9 empty] | FALSE |  | Thermocouple
2790 | CMET0076_Thermocouple | Thermocouple | CMET0076 |  | No |  |  | R.GRIMEAU | R.GRIMEAU | LABORATOIRE DEVELOPPEMENT / MET / R. GRIMEAU |  |  | R.GRIMEAU | No | [21 empty] | 1 - Product quality and specific measurement equipment |  |  |  | Température | 0/+180 °C | ±2 °C | [9 empty] | FALSE |  | Thermocouple
2791 | CMET0077_Thermocouple | Thermocouple | CMET0077 |  | No |  |  | R.GRIMEAU | R.GRIMEAU | LABORATOIRE DEVELOPPEMENT / MET / R. GRIMEAU |  |  | R.GRIMEAU | No | [21 empty] | 1 - Product quality and specific measurement equipment |  |  |  | Température | 0/+180 °C | ±2 °C | [9 empty] | FALSE |  | Thermocouple
2792 | CMET0078_Thermocouple | Thermocouple | CMET0078 |  | No |  |  | R.GRIMEAU | R.GRIMEAU | LABORATOIRE DEVELOPPEMENT / MET / R. GRIMEAU |  |  | R.GRIMEAU | No | [21 empty] | 1 - Product quality and specific measurement equipment |  |  |  | Température | 0/+180 °C | ±2 °C | [9 empty] | FALSE |  | Thermocouple
2793 | CMET0079_Thermocouple | Thermocouple | CMET0079 |  | No |  |  | R.GRIMEAU | R.GRIMEAU | LABORATOIRE DEVELOPPEMENT / MET / R. GRIMEAU |  |  | R.GRIMEAU | No | [21 empty] | 1 - Product quality and specific measurement equipment |  |  |  | Température | 0/+180 °C | ±2 °C | [9 empty] | FALSE |  | Thermocouple
2794 | CMET0080_Thermocouple | Thermocouple | CMET0080 |  | No |  |  | R.GRIMEAU | R.GRIMEAU | LABORATOIRE DEVELOPPEMENT / MET / R. GRIMEAU |  |  | R.GRIMEAU | No | [21 empty] | 1 - Product quality and specific measurement equipment |  |  |  | Température | 0/+180 °C | ±2 °C | [9 empty] | FALSE |  | Thermocouple
2795 | CMET0081_Thermocouple | Thermocouple | CMET0081 |  | No |  |  | R.GRIMEAU | R.GRIMEAU | LABORATOIRE DEVELOPPEMENT / MET / R. GRIMEAU |  |  | R.GRIMEAU | No | [21 empty] | 1 - Product quality and specific measurement equipment |  |  |  | Température | 0/+180 °C | ±2 °C | [9 empty] | FALSE |  | Thermocouple
2796 | CMET0082_Thermocouple | Thermocouple | CMET0082 |  | No |  |  | R.GRIMEAU | R.GRIMEAU | LABORATOIRE DEVELOPPEMENT / MET / R. GRIMEAU |  |  | R.GRIMEAU | No | [21 empty] | 1 - Product quality and specific measurement equipment |  |  |  | Température | 0/+180 °C | ±2 °C | [9 empty] | FALSE |  | Thermocouple
2797 | CMET0083_Thermocouple | Thermocouple | CMET0083 |  | No |  |  | R.GRIMEAU | R.GRIMEAU | LABORATOIRE DEVELOPPEMENT / MET / R. GRIMEAU |  |  | R.GRIMEAU | No | [21 empty] | 1 - Product quality and specific measurement equipment |  |  |  | Température | 0/+180 °C | ±2 °C | [9 empty] | FALSE |  | Thermocouple
2798 | CMET0084_Thermocouple | Thermocouple | CMET0084 |  | No |  |  | R.GRIMEAU | R.GRIMEAU | LABORATOIRE DEVELOPPEMENT / MET / R. GRIMEAU |  |  | R.GRIMEAU | No | [21 empty] | 1 - Product quality and specific measurement equipment |  |  |  | Température | 0/+180 °C | ±2 °C | [9 empty] | FALSE |  | Thermocouple
2799 | CMET0085_Thermocouple | Thermocouple | CMET0085 |  | No |  |  | R.GRIMEAU | R.GRIMEAU | LABORATOIRE DEVELOPPEMENT / MET / R. GRIMEAU |  |  | R.GRIMEAU | No | [21 empty] | 1 - Product quality and specific measurement equipment |  |  |  | Température | 0/+180 °C | ±2 °C | [9 empty] | FALSE |  | Thermocouple
2800 | CMET0086_Thermocouple | Thermocouple | CMET0086 |  | No |  |  | R.GRIMEAU | R.GRIMEAU | LABORATOIRE DEVELOPPEMENT / MET / R. GRIMEAU |  |  | R.GRIMEAU | No | [21 empty] | 1 - Product quality and specific measurement equipment |  |  |  | Température | 0/+180 °C | ±2 °C | [9 empty] | FALSE |  | Thermocouple
2801 | CMET0087_Thermocouple | Thermocouple | CMET0087 |  | No |  |  | R.GRIMEAU | R.GRIMEAU | LABORATOIRE DEVELOPPEMENT / MET / R. GRIMEAU |  |  | R.GRIMEAU | No | [21 empty] | 1 - Product quality and specific measurement equipment |  |  |  | Température | 0/+180 °C | ±2 °C | [9 empty] | FALSE |  | Thermocouple
2802 | CMET0088_Thermocouple | Thermocouple | CMET0088 |  | No |  |  | R.GRIMEAU | R.GRIMEAU | LABORATOIRE DEVELOPPEMENT / MET / R. GRIMEAU |  |  | R.GRIMEAU | No | [21 empty] | 1 - Product quality and specific measurement equipment |  |  |  | Température | 0/+180 °C | ±2 °C | [9 empty] | FALSE |  | Thermocouple
2803 | CMET0089_Thermocouple | Thermocouple | CMET0089 |  | No |  |  | R.GRIMEAU | R.GRIMEAU | LABORATOIRE DEVELOPPEMENT / MET / R. GRIMEAU |  |  | R.GRIMEAU | No | [21 empty] | 1 - Product quality and specific measurement equipment |  |  |  | Température | 0/+180 °C | ±2 °C | [9 empty] | FALSE |  | Thermocouple
2804 | CMET0090_Thermocouple | Thermocouple | CMET0090 |  | No |  |  | R.GRIMEAU | R.GRIMEAU | LABORATOIRE DEVELOPPEMENT / MET / R. GRIMEAU |  |  | R.GRIMEAU | No | [21 empty] | 1 - Product quality and specific measurement equipment |  |  |  | Température | 0/+180 °C | ±2 °C | [9 empty] | FALSE |  | Thermocouple
2805 | CMET0091_Thermocouple | Thermocouple | CMET0091 |  | No |  |  | R.GRIMEAU | R.GRIMEAU | LABORATOIRE DEVELOPPEMENT / MET / R. GRIMEAU |  |  | R.GRIMEAU | No | [21 empty] | 1 - Product quality and specific measurement equipment |  |  |  | Température | 0/+180 °C | ±2 °C | [9 empty] | FALSE |  | Thermocouple
2806 | CMET0092_Thermocouple | Thermocouple | CMET0092 |  | No |  |  | R.GRIMEAU | R.GRIMEAU | LABORATOIRE DEVELOPPEMENT / MET / R. GRIMEAU |  |  | R.GRIMEAU | No | [21 empty] | 1 - Product quality and specific measurement equipment |  |  |  | Température | 0/+180 °C | ±2 °C | [9 empty] | FALSE |  | Thermocouple
2807 | CMET0093_Thermocouple | Thermocouple | CMET0093 |  | No |  |  | R.GRIMEAU | R.GRIMEAU | LABORATOIRE DEVELOPPEMENT / MET / R. GRIMEAU |  |  | R.GRIMEAU | No | [21 empty] | 1 - Product quality and specific measurement equipment |  |  |  | Température | 0/+180 °C | ±2 °C | [9 empty] | FALSE |  | Thermocouple
2808 | CMET0094_Vacuum regulator | Vacuum regulator | CMET0094 |  | No |  |  | R.GRIMEAU | R.GRIMEAU | LABORATOIRE DEVELOPPEMENT / MET / R. GRIMEAU |  |  | R.GRIMEAU | No | [14 empty] | SERIE ITV 2090 | ITV2090-31F2CL5 |  |  |  |  | No calibration status | 3 - Not affecting quality equipment |  |  |  | / | -800 mbar / -13 mbar | ±2 N | [9 empty] | FALSE |  | Vacuum regulator
2809 | CMET0095_Vacuum regulator | Vacuum regulator | CMET0095 |  | No |  |  | R.GRIMEAU | R.GRIMEAU | LABORATOIRE DEVELOPPEMENT / MET / R. GRIMEAU |  |  | R.GRIMEAU | No | [14 empty] | SERIE ITV 2090 | ITV2090-31F2CL5 |  |  |  |  | No calibration status | 3 - Not affecting quality equipment |  |  |  | / | -800 mbar / -13 mbar | approch device | [9 empty] | FALSE |  | Vacuum regulator
2810 | CMET0096_Dynamometer | Dynamometer | CMET0096 |  | No |  |  | R.GRIMEAU | R.GRIMEAU | LABORATOIRE DEVELOPPEMENT / MET / R. GRIMEAU |  |  | R.GRIMEAU | No | [14 empty] | DFS II | U12785 |  |  |  |  | Conform | 1 - Product quality and specific measurement equipment | 08/09/2023 16:10:39 |  |  | Force | 0 / 5000 N | ±0,5% FS | [9 empty] | FALSE |  | Dynamometer |  |  | 08/09/2021 16:10:39 |  | 744
2811 | CMET0097_Stabilized power supply | Stabilized power supply | CMET0097 |  | No |  |  | R.GRIMEAU | R.GRIMEAU | LABORATOIRE DEVELOPPEMENT / MET / Armoire |  |  | R.GRIMEAU | No | [14 empty] | ALF1225 | O/01897 |  |  |  |  | No calibration status | 3 - Not affecting quality equipment |  |  |  | Electricité | 0 / 12 V | Approach device | [9 empty] | FALSE |  | Stabilized power supply
2812 | CMET0098_Hotplate | Hotplate | CMET0098 |  | No |  |  | R.GRIMEAU | R.GRIMEAU | LABORATOIRE DEVELOPPEMENT / MET / Armoire |  |  | R.GRIMEAU | No | [14 empty] | 984VW7AHSEUA | 171030001 |  |  |  |  | Conform | 1 - Product quality and specific measurement equipment | 06/10/2023 00:00:00 |  |  | Température | 30 / 120 °C | ±1 °C | [9 empty] | FALSE |  | Hotplate |  |  | 06/10/2021 00:00:00 |  | 744
2813 | CMET0099_Thermohygrometer | Thermohygrometer | CMET0099 |  | No |  |  | R.GRIMEAU | R.GRIMEAU | LABORATOIRE DEVELOPPEMENT / MET / Armoire Basse |  |  | R.GRIMEAU | No | [14 empty] | 608-h1 | 83379027 |  |  |  |  | Conform | 1 - Product quality and specific measurement equipment | 30/09/2023 00:00:00 |  |  | Humidité | 20°C | T°C : ±2 °C from 25 °C to 80 °C; HR % : ±2 % from 30 to 75 % | [9 empty] | FALSE |  | Thermohygrometer |  |  | 30/09/2021 00:00:00 |  | 744
2814 | CMET0100_Standard gauge | Standard gauge | CMET0100 |  | No |  |  | R.GRIMEAU | R.GRIMEAU | LABORATOIRE DEVELOPPEMENT / MET / Cold Impact |  |  | R.GRIMEAU | No | [20 empty] | No calibration status | 3 - Not affecting quality equipment |  |  |  | Dimensionnel | 3 mm | ±0,3 mm | [9 empty] | FALSE |  | Standard gauge
2815 | CMET0101_needle dial gauges | needle dial gauges | CMET0101 |  | No |  |  | R.GRIMEAU | R.GRIMEAU | LABORATOIRE DEVELOPPEMENT / MET / Armoire Basse |  |  | R.GRIMEAU | No | [14 empty] | / | / |  |  |  |  | Conform | 1 - Product quality and specific measurement equipment | 25/03/2023 00:00:00 |  |  | Dimensionnel | 0/70 mm | ±0,01 mm | [9 empty] | FALSE |  | needle dial gauges |  |  | 25/03/2022 00:00:00 |  | 372
2816 | CMET0102_needle dial gauges | needle dial gauges | CMET0102 |  | No |  |  | R.GRIMEAU | R.GRIMEAU | LABORATOIRE DEVELOPPEMENT / MET / Armoire Basse |  |  | R.GRIMEAU | No | [14 empty] | / | / |  |  |  |  | Conform | 1 - Product quality and specific measurement equipment | 25/03/2023 00:00:00 |  |  | Dimensionnel | 0/70 mm | ±0,01 mm | [9 empty] | FALSE |  | needle dial gauges |  |  | 25/03/2022 00:00:00 |  | 372
2817 | CMET0103_Dynamometer | Dynamometer | CMET0103 |  | No |  |  | R.GRIMEAU | R.GRIMEAU | LABORATOIRE DEVELOPPEMENT / MET / Armoire haute |  |  | R.GRIMEAU | No | [14 empty] | HCB 100K200 | WD200017989 |  |  |  |  | Conform | 1 - Product quality and specific measurement equipment | 14/04/2024 00:00:00 |  |  | Force | 0/100 Kg | ±1% | [9 empty] | FALSE |  | Dynamometer |  |  | 14/04/2022 00:00:00 |  | 744
2818 | CMET0105_Filler pipe load gauge Petrol | Filler pipe load gauge Petrol | CMET0105 |  | No |  |  | R.GRIMEAU | R.GRIMEAU | LABORATOIRE DEVELOPPEMENT / MET / Armoire Basse |  |  | R.GRIMEAU | No | [14 empty] | / | / |  |  |  |  | No calibration status | 3 - Not affecting quality equipment |  |  |  | / |  | / | [9 empty] | FALSE |  | Filler pipe load gauge Petrol
2819 | CMET0106_Filler pipe load gauge Diesel | Filler pipe load gauge Diesel | CMET0106 |  | No |  |  | R.GRIMEAU | R.GRIMEAU | LABORATOIRE DEVELOPPEMENT / MET / Armoire Basse |  |  | R.GRIMEAU | No | [14 empty] | / | / |  |  |  |  | No calibration status | 3 - Not affecting quality equipment |  |  |  | / |  | / | [9 empty] | FALSE |  | Filler pipe load gauge Diesel
2820 | CMET0107_mass | mass | CMET0107 |  | No |  |  | R.GRIMEAU | R.GRIMEAU | LABORATOIRE DEVELOPPEMENT / MET / Armoire Basse |  |  | R.GRIMEAU | No | [14 empty] | / | / |  |  |  |  | Conform | 1 - Product quality and specific measurement equipment | 04/08/2024 10:17:10 |  |  | Masse | 1850 g | ±5g | [9 empty] | FALSE |  | mass |  |  | 04/08/2022 10:17:10 |  | 744
2821 | CMOY0001_Multimeter | Multimeter | CMOY0001 |  | No |  |  | S.MARCHAL | S.MARCHAL | LABORATOIRE DEVELOPPEMENT / MAG / Servante |  |  | S.MARCHAL | No | [20 empty] | Out of date | 1 - Product quality and specific measurement equipment | 10/12/2022 00:00:00 |  |  | Electricité | 0/600 Ohm; 0/6 kOhm; 0/60 V DC; 0/10 A DC | ±0,3 Ohm; ±1 Ohm; ±40 mV; ±50 mA | [9 empty] | FALSE |  | Multimeter |  |  | 10/12/2020 00:00:00 |  | 744
2822 | CMOY0002_Clampmeter | Clampmeter | CMOY0002 |  | No |  |  | S.MARCHAL | S.MARCHAL | LABORATOIRE DEVELOPPEMENT / MAG / Servante |  |  | S.MARCHAL | No | [20 empty] | No calibration status | 3 - Not affecting quality equipment |  |  |  | Electricité | Approach device | Approach Device | [9 empty] | FALSE |  | Clampmeter
2823 | CMOY0003_Multimeter | Multimeter | CMOY0003 |  | No |  |  | S.MARCHAL | S.MARCHAL | LABORATOIRE DEVELOPPEMENT / MAG / Servante |  |  | S.MARCHAL | No | [20 empty] | No calibration status | 3 - Not affecting quality equipment |  |  |  | Electricité | Approach device | Approach Device | [9 empty] | FALSE |  | Multimeter
2824 | CMOY0004_Détecteur de fuite | Détecteur de fuite | CMOY0004 |  | No |  |  | M.MERCIER | M.MERCIER | LABORATOIRE DEVELOPPEMENT / MAG / Moyen |  |  | M.MERCIER | No | [14 empty] | TRACE 101 | PROBE 2110-DET-HY-001-105 |  |  |  |  | Out of date | 1 - Product quality and specific measurement equipment | 25/01/2023 00:00:00 |  |  | Pression | 0 / 2000 ppm | ±5 ppm | [9 empty] | FALSE |  | Détecteur de fuite |  |  | 25/01/2022 00:00:00 |  | 372
2825 | CMOY0005_Telemetre numérique | Telemetre numérique | CMOY0005 |  | No |  |  | S.MARCHAL | S.MARCHAL | LABORATOIRE DEVELOPPEMENT / MAG / Servante |  |  | S.MARCHAL | No | [20 empty] | No calibration status | 3 - Not affecting quality equipment |  |  |  | / | Approach device | Approach Device | [9 empty] | FALSE |  | Telemetre numérique
2826 | CNVH0001_Tri axis accelerometer | Tri axis accelerometer | CNVH0001 |  | No |  |  | M.MERCIER | M.MERCIER | LABORATOIRE DEVELOPPEMENT / SCR / A-NVH-01 |  |  | M.MERCIER | No | [14 empty] | 356B21 | 40010 |  |  |  |  | Conform | 1 - Product quality and specific measurement equipment | 17/02/2024 15:19:55 |  |  | Accélérométrie | ±20 g; 0-300 Hz | 100mV/g ±5 %; <3 %RV | [9 empty] | FALSE |  | Tri axis accelerometer |  |  | 17/02/2022 15:19:55 |  | 744
2827 | CNVH0002_Mono axis accelerometer | Mono axis accelerometer | CNVH0002 |  | No |  |  | M.MERCIER | M.MERCIER | LABORATOIRE DEVELOPPEMENT / SCR / A-NVH-01 |  |  | M.MERCIER | No | [14 empty] | 3701D2FA20G | 6691 |  |  |  |  | Conform | 1 - Product quality and specific measurement equipment | 17/02/2023 00:00:00 |  |  | Accélérométrie | ±20 g; 0-300 Hz | 100mV/g ±5 %; <3 %RV | [9 empty] | FALSE |  | Mono axis accelerometer |  |  | 17/02/2021 00:00:00 |  | 744
2828 | CNVH0003_Mono axis accelerometer | Mono axis accelerometer | CNVH0003 |  | No |  |  | M.MERCIER | M.MERCIER | LABORATOIRE DEVELOPPEMENT / SCR / A-NVH-01 |  |  | M.MERCIER | No | [14 empty] | 3701D2FA20G | 6606 |  |  |  |  | Conform | 1 - Product quality and specific measurement equipment | 17/02/2023 00:00:00 |  |  | Accélérométrie | ± 50 g; 0,5 - 10 000Hz | 100mV/g ±10 %; <5 %RV | [9 empty] | FALSE |  | Mono axis accelerometer |  |  | 17/02/2021 00:00:00 |  | 744
2829 | CNVH0004_Mono axis accelerometer | Mono axis accelerometer | CNVH0004 |  | No |  |  | M.MERCIER | M.MERCIER | LABORATOIRE DEVELOPPEMENT / SCR / A-NVH-01 |  |  | M.MERCIER | No | [14 empty] | M352C66 | 30511 |  |  |  |  | Conform | 1 - Product quality and specific measurement equipment | 07/03/2024 00:00:00 |  |  | Accélérométrie | ± 50 g; 0,5 - 10 000Hz | 100mV/g ±10 %; <5 %RV | [9 empty] | FALSE |  | Mono axis accelerometer |  |  | 07/03/2022 00:00:00 |  | 744
2830 | CNVH0005_Mono axis accelerometer | Mono axis accelerometer | CNVH0005 |  | No |  |  | M.MERCIER | M.MERCIER | LABORATOIRE DEVELOPPEMENT / SCR / A-NVH-01 |  |  | M.MERCIER | No | [14 empty] | M352C66 | 30512 |  |  |  |  | Conform | 1 - Product quality and specific measurement equipment | 07/03/2024 00:00:00 |  |  | Accélérométrie | ± 50 g; 0,5 - 10 000Hz | 100mV/g ±10 %; <5 %RV | [9 empty] | FALSE |  | Mono axis accelerometer |  |  | 07/03/2022 00:00:00 |  | 744
2831 | CNVH0006_Mono axis accelerometer | Mono axis accelerometer | CNVH0006 |  | No |  |  | M.MERCIER | M.MERCIER | LABORATOIRE DEVELOPPEMENT / SCR / A-NVH-01 |  |  | M.MERCIER | No | [14 empty] | M352C66 | 30513 |  |  |  |  | Conform | 1 - Product quality and specific measurement equipment | 04/03/2023 00:00:00 |  |  | Accélérométrie | ± 50 g; 0,5 - 10 000Hz | 100mV/g ±10 %; <5 %RV | [9 empty] | FALSE |  | Mono axis accelerometer |  |  | 04/03/2021 00:00:00 |  | 744
2832 | CNVH0007_Mono axis accelerometer | Mono axis accelerometer | CNVH0007 |  | No |  |  | M.MERCIER | M.MERCIER | LABORATOIRE DEVELOPPEMENT / SCR / A-NVH-01 |  |  | M.MERCIER | No | [14 empty] | M352C66 | 30514 |  |  |  |  | Conform | 1 - Product quality and specific measurement equipment | 04/04/2023 13:17:47 |  |  | Accélérométrie | ± 50 g; 0,5 - 10 000Hz | 100mV/g ±10 %; <5 %RV | [9 empty] | FALSE |  | Mono axis accelerometer |  |  | 04/04/2021 13:17:47 |  | 744
2833 | CNVH0008_Mono axis accelerometer | Mono axis accelerometer | CNVH0008 |  | No |  |  | M.MERCIER | M.MERCIER | LABORATOIRE DEVELOPPEMENT / SCR / A-NVH-01 |  |  | M.MERCIER | No | [14 empty] | M352C66 | 30521 |  |  |  |  | Conform | 1 - Product quality and specific measurement equipment | 04/03/2023 00:00:00 |  |  | Accélérométrie | ± 50 g; 0,5 - 10 000Hz | 100mV/g ±10 %; <5 %RV | [9 empty] | FALSE |  | Mono axis accelerometer |  |  | 04/03/2021 00:00:00 |  | 744
2834 | CNVH0009_Mono axis accelerometer | Mono axis accelerometer | CNVH0009 |  | No |  |  | M.MERCIER | M.MERCIER | LABORATOIRE DEVELOPPEMENT / SCR / A-NVH-01 |  |  | M.MERCIER | No | [14 empty] | M352C66 | 30523 |  |  |  |  | Conform | 1 - Product quality and specific measurement equipment | 16/02/2024 00:00:00 |  |  | Accélérométrie | ± 50 g; 0,5 - 10 000Hz | 100mV/g ±10 %; <5 %RV | [9 empty] | FALSE |  | Mono axis accelerometer |  |  | 16/02/2022 00:00:00 |  | 744
2835 | CNVH0010_Mono axis accelerometer | Mono axis accelerometer | CNVH0010 |  | No |  |  | M.MERCIER | M.MERCIER | LABORATOIRE DEVELOPPEMENT / SCR / A-NVH-01 |  |  | M.MERCIER | No | [14 empty] | M352C65 | 33003 |  |  |  |  | Conform | 1 - Product quality and specific measurement equipment | 07/03/2024 14:40:13 |  |  | Accélérométrie | ± 50 g; 0,5 - 10 000Hz | 100mV/g ±10 %; <5 %RV | [9 empty] | FALSE |  | Mono axis accelerometer |  |  | 07/03/2022 14:40:13 |  | 744
2836 | CNVH0011_Mono axis accelerometer | Mono axis accelerometer | CNVH0011 |  | No |  |  | M.MERCIER | M.MERCIER | LABORATOIRE DEVELOPPEMENT / SCR / A-NVH-01 |  |  | M.MERCIER | No | [14 empty] | M352C65 | 33006 |  |  |  |  | Conform | 1 - Product quality and specific measurement equipment | 04/03/2023 00:00:00 |  |  | Accélérométrie | ± 50 g; 0,5 - 10 000Hz | 100mV/g ±10 %; <5 %RV | [9 empty] | FALSE |  | Mono axis accelerometer |  |  | 04/03/2021 00:00:00 |  | 744
2837 | CNVH0012_Mono axis accelerometer | Mono axis accelerometer | CNVH0012 |  | No |  |  | M.MERCIER | M.MERCIER | LABORATOIRE DEVELOPPEMENT / SCR / A-NVH-01 |  |  | M.MERCIER | No | [14 empty] | M352C65 | 33007 |  |  |  |  | Conform | 1 - Product quality and specific measurement equipment | 02/09/2023 00:00:00 |  |  | Accélérométrie | ± 50 g; 0,5 - 10 000Hz | 100mV/g ±10 %; <5 %RV | [9 empty] | FALSE |  | Mono axis accelerometer |  |  | 02/09/2022 00:00:00 |  | 372
2838 | CNVH0013_Mono axis accelerometer | Mono axis accelerometer | CNVH0013 |  | No |  |  | M.MERCIER | M.MERCIER | LABORATOIRE DEVELOPPEMENT / SCR / A-NVH-01 |  |  | M.MERCIER | No | [14 empty] | M352C65 | 453225 33008 | [5 empty] | 1 - Product quality and specific measurement equipment |  |  |  | Accélérométrie | ± 50 g; 0,5 - 10 000Hz | 100mV/g ±10 %; <5 %RV | [9 empty] | FALSE |  | Mono axis accelerometer
2839 | CNVH0014_Mono axis accelerometer | Mono axis accelerometer | CNVH0014 |  | No |  |  | M.MERCIER | M.MERCIER | LABORATOIRE DEVELOPPEMENT / SCR / A-NVH-01 |  |  | M.MERCIER | No | [14 empty] | 353B33 | 79379 |  |  |  |  | Conform | 1 - Product quality and specific measurement equipment | 16/02/2023 00:00:00 |  |  | Accélérométrie | ± 50 g; 0,5 - 10 000Hz | 100mV/g ±10 %; <5 %RV | [9 empty] | FALSE |  | Mono axis accelerometer |  |  | 16/02/2021 00:00:00 |  | 744
2840 | CNVH0015_Mono axis accelerometer | Mono axis accelerometer | CNVH0015 |  | No |  |  | M.MERCIER | M.MERCIER | LABORATOIRE DEVELOPPEMENT / SCR / A-NVH-01 |  |  | M.MERCIER | No | [14 empty] | 3701G2FA3G | 5638 |  |  |  |  | Conform | 1 - Product quality and specific measurement equipment | 16/02/2024 00:00:00 |  |  | Accélérométrie | ±20 g; 0-300 Hz | 100mV/g ±5 %; <3 %RV | [9 empty] | FALSE |  | Mono axis accelerometer |  |  | 16/02/2022 00:00:00 |  | 744
2841 | CNVH0016_Impact Hammer | Impact Hammer | CNVH0016 |  | No | Impulse Force Test Hammer |  | M.MERCIER | M.MERCIER | LABORATOIRE DEVELOPPEMENT / SCR / A-NVH-01 |  |  | M.MERCIER | No | [14 empty] | 086C03 | 14851 |  |  |  |  | Conform | 1 - Product quality and specific measurement equipment | 10/05/2023 00:00:00 |  |  | Force | ±2 kN | 2,25mV/N ±15 %; <1 %RV | [6 empty] | Impulse Force Test Hammer |  |  | FALSE |  | Impact Hammer |  |  | 10/05/2021 00:00:00 |  | 744
2842 | CNVH0017_Precision Sound Level Calibrator | Precision Sound Level Calibrator | CNVH0017 |  | No | Frequency calibrator |  | M.MERCIER | M.MERCIER | LABORATOIRE DEVELOPPEMENT / SCR / A-NVH-01 |  |  | M.MERCIER | No | [14 empty] | CAL200 | 10446 |  |  |  |  | Conform | 1 - Product quality and specific measurement equipment | 17/02/2023 00:00:00 |  |  | Acoustique | 1 kHz; 94 dB/114 dB | ±0,2 dB | [6 empty] | Frequency calibrator |  |  | FALSE |  | Precision Sound Level Calibrator |  |  | 17/02/2021 00:00:00 |  | 744
2843 | CNVH0018_Preamplifier | Preamplifier | CNVH0018 |  | No |  |  | M.MERCIER | M.MERCIER | LABORATOIRE DEVELOPPEMENT / SCR / A-NVH-01 |  |  | M.MERCIER | No | [14 empty] | 26CA | 26944 |  |  |  |  | Conform | 1 - Product quality and specific measurement equipment | 01/03/2024 00:00:00 |  |  | Electricité | 10/20 000 Hz | ±0,2 dB | [9 empty] | TRUE |  | Preamplifier |  |  | 01/03/2022 00:00:00 |  | 744
2844 | CNVH0019_Preamplifier | Preamplifier | CNVH0019 |  | No |  |  | M.MERCIER | M.MERCIER | LABORATOIRE DEVELOPPEMENT / SCR / A-NVH-01 |  |  | M.MERCIER | No | [14 empty] | 26CA | 26945 |  |  |  |  | Conform | 1 - Product quality and specific measurement equipment | 01/03/2024 09:59:03 |  |  | Electricité | 10/20 000 Hz | 10/20 000 Hz | [9 empty] | TRUE |  | Preamplifier |  |  | 01/03/2022 09:59:03 |  | 744
2845 | CNVH0020_Preamplifier | Preamplifier | CNVH0020 |  | No |  |  | M.MERCIER | M.MERCIER | LABORATOIRE DEVELOPPEMENT / SCR / A-NVH-01 |  |  | M.MERCIER | No | [14 empty] | 40AE/26CA | 26943 |  |  |  |  | Out of date | 1 - Product quality and specific measurement equipment | 09/11/2022 00:00:00 |  |  | Electricité | 10/20 000 Hz | ±0,2 dB | [9 empty] | FALSE |  | Preamplifier |  |  | 09/11/2020 00:00:00 |  | 744
2846 | CNVH0021_Microphone | Microphone | CNVH0021 |  | No |  |  | M.MERCIER | M.MERCIER | LABORATOIRE DEVELOPPEMENT / SCR / A-NVH-01 |  |  | M.MERCIER | No | [14 empty] | 40AE | 27063 |  |  |  |  | Conform | 1 - Product quality and specific measurement equipment | 02/03/2024 00:00:00 |  |  | Acoustique | 22 Hz/11,225 kHz; 20/70 dB | ±0,7 dB | [9 empty] | FALSE |  | Microphone |  |  | 02/03/2022 00:00:00 |  | 744
2847 | CNVH0022_Preamplifier | Preamplifier | CNVH0022 |  | No |  |  | M.MERCIER | M.MERCIER | LABORATOIRE DEVELOPPEMENT / SCR / A-NVH-01 |  |  | M.MERCIER | No | [14 empty] | 26CA | 26940 |  |  |  |  | Out of date | 1 - Product quality and specific measurement equipment | 09/11/2022 00:00:00 |  |  | Electricité | 10/20 000 Hz | ±0,2 dB | [9 empty] | FALSE |  | Preamplifier |  |  | 09/11/2020 00:00:00 |  | 744
2848 | CNVH0023_Microphone | Microphone | CNVH0023 |  | No |  |  | M.MERCIER | M.MERCIER | LABORATOIRE DEVELOPPEMENT / SCR / A-NVH-01 |  |  | M.MERCIER | No | [14 empty] | 40AE | 27054 |  |  |  |  | Conform | 1 - Product quality and specific measurement equipment | 01/03/2024 09:07:16 |  |  | Acoustique | 22 Hz/11,225 kHz; 20/70 dB | ±0,7 dB | [9 empty] | FALSE |  | Microphone |  |  | 01/03/2022 09:07:16 |  | 744
2849 | CNVH0024_Microphone | Microphone | CNVH0024 |  | No |  |  | M.MERCIER | M.MERCIER | LABORATOIRE DEVELOPPEMENT / SCR / A-NVH-01 |  |  | M.MERCIER | No | [14 empty] | 40AE | 27062 |  |  |  |  | Conform | 1 - Product quality and specific measurement equipment | 01/03/2024 00:00:00 |  |  | Acoustique | 22 Hz/11,225 kHz; 20/70 dB | ±0,7 dB | [9 empty] | FALSE |  | Microphone |  |  | 01/03/2022 00:00:00 |  | 744
2850 | CNVH0025_Microphone | Microphone | CNVH0025 |  | No |  |  | M.MERCIER | M.MERCIER | LABORATOIRE DEVELOPPEMENT / SCR / A-NVH-01 |  |  | M.MERCIER | No | [14 empty] | 377A02 | 40409 |  |  |  |  | Out of date | 1 - Product quality and specific measurement equipment | 09/11/2022 00:00:00 |  |  | Acoustique | 22 Hz/11,225 kHz; 20/70 dB | ±0,7 dB | [9 empty] | FALSE |  | Microphone |  |  | 09/11/2020 00:00:00 |  | 744
2851 | CNVH0026_Microphone + amplifier | Microphone + amplifier | CNVH0026 |  | No |  |  | M.MERCIER | M.MERCIER | LABORATOIRE DEVELOPPEMENT / SCR / A-NVH-01 |  |  | M.MERCIER | No | [14 empty] | 377B02 /378B02 | 123549 / 122824 |  |  |  |  | Conform | 1 - Product quality and specific measurement equipment | 17/05/2024 00:00:00 |  |  | Acoustique | 22 Hz/11,225 kHz; 20/70 dB | ±0,7 dB | [9 empty] | FALSE |  | Microphone + amplifier |  |  | 17/05/2022 00:00:00 |  | 744
2852 | CNVH0027_Multimeter | Multimeter | CNVH0027 |  | No |  |  | M.MERCIER | M.MERCIER | LABORATOIRE DEVELOPPEMENT / SCR / A-NVH-01 |  |  | M.MERCIER | No | [14 empty] | 115 | 28991700WS |  |  |  |  | Conform | 1 - Product quality and specific measurement equipment | 12/04/2023 00:00:00 |  |  | Electricité | 0/600 Ohm; 0/6 kOhm; 0/60 V DC; 0/10 A DC | ±0,3 Ohm; ±1 Ohm; ±40 mV; ±50 mA | [9 empty] | FALSE |  | Multimeter |  |  | 12/04/2021 00:00:00 |  | 744
2853 | CNVH0028_Pressure sensor | Pressure sensor | CNVH0028 |  | No |  |  | M.MERCIER | M.MERCIER | LABORATOIRE DEVELOPPEMENT / SCR / A-NVH-01 |  |  | M.MERCIER | No | [14 empty] | 112A22 | 23305 |  |  |  |  | Conform | 1 - Product quality and specific measurement equipment | 30/12/2023 00:00:00 |  |  | Pression | 0/3,4 bar | ±20 mbar | [9 empty] | FALSE |  | Pressure sensor |  |  | 30/12/2021 00:00:00 |  | 744
2854 | CNVH0029_Acoustic analyzer | Acoustic analyzer | CNVH0029 |  | No |  |  | M.MERCIER | M.MERCIER | LABORATOIRE DEVELOPPEMENT / SCR / A-NVH-01 |  |  | M.MERCIER | No | [15 empty] | 900274 |  |  |  |  | No calibration status | 3 - Not affecting quality equipment |  |  |  | Acoustique | Approach device | Approach device | [9 empty] | FALSE |  | Acoustic analyzer
2855 | CNVH0030_Stabilized power supply | Stabilized power supply | CNVH0030 |  | No |  |  | M.MERCIER | M.MERCIER | LABORATOIRE DEVELOPPEMENT / SCR / A-NVH-01 |  |  | M.MERCIER | No | [20 empty] | No calibration status | 3 - Not affecting quality equipment |  |  |  | Electricité | Approach device | Approach device | [9 empty] | FALSE |  | Stabilized power supply
2856 | CNVH0031_Amplifier | Amplifier | CNVH0031 |  | No |  |  | M.MERCIER | M.MERCIER | LABORATOIRE DEVELOPPEMENT / SCR / A-NVH-01 |  |  | M.MERCIER | No | [20 empty] | No calibration status | 3 - Not affecting quality equipment |  |  |  | Electricité | Approach device | Approach device | [9 empty] | FALSE |  | Amplifier
2857 | CNVH0032_Pressure sensor | Pressure sensor | CNVH0032 |  | No |  |  | M.MERCIER | M.MERCIER | LABORATOIRE DEVELOPPEMENT / SCR / A-NVH-01 |  |  | M.MERCIER | No | [14 empty] | M102A07 | 23287 |  |  |  |  | Conform | 1 - Product quality and specific measurement equipment | 30/12/2023 00:00:00 |  |  | Pression | 0/3,4 bar | ±20 mbar | [9 empty] | FALSE |  | Pressure sensor |  |  | 30/12/2021 00:00:00 |  | 744
2858 | CNVH0033_Tri axis accelerometer | Tri axis accelerometer | CNVH0033 |  | No |  |  | M.MERCIER | M.MERCIER | LABORATOIRE DEVELOPPEMENT / SCR / A-NVH-01 |  |  | M.MERCIER | No | [14 empty] | 356B21 | LW176580 |  |  |  |  | Conform | 1 - Product quality and specific measurement equipment | 15/02/2023 00:00:00 |  |  | Accélérométrie | ±500 g ; 2-5000 Hz | 100mV/g ±10 %; <5 %RV | [9 empty] | FALSE |  | Tri axis accelerometer |  |  | 15/02/2021 00:00:00 |  | 744
2859 | CNVH0034_Microphone + amplifier | Microphone + amplifier | CNVH0034 |  | No |  |  | M.MERCIER | M.MERCIER | LABORATOIRE DEVELOPPEMENT / SCR / A-NVH-01 |  |  | M.MERCIER | No | [14 empty] | 377B02 /378B02 | 122824/106656 |  |  |  |  | Conform | 1 - Product quality and specific measurement equipment | 02/03/2024 00:00:00 |  |  | Acoustique | 94 dB/+ 114dB; 31,5 hz/+ 2KHz | ±1,5 dB | [9 empty] | FALSE |  | Microphone + amplifier |  |  | 02/03/2022 00:00:00 |  | 744
2860 | CNVH0035_Acoustic analyzer | Acoustic analyzer | CNVH0035 |  | No |  |  | M.MERCIER | M.MERCIER | LABORATOIRE DEVELOPPEMENT / SCR / A-NVH-01 |  |  | M.MERCIER | No | [15 empty] | 42061101 |  |  |  |  | Conform | 1 - Product quality and specific measurement equipment |  |  |  | Acoustique | According Manufacturer SpecTo be defined | According Manufacturer SpecTo be defined | [9 empty] | FALSE |  | Acoustic analyzer |  |  | 21/11/2016 00:00:00 |  | 744
2861 | CNVH0036_Strain gauge | Strain gauge | CNVH0036 |  | No |  |  | M.MERCIER | M.MERCIER | LABORATOIRE DEVELOPPEMENT / SCR / A-NVH-01 |  |  | M.MERCIER | No | [20 empty] | Conform | 1 - Product quality and specific measurement equipment | 14/10/2023 00:00:00 |  |  | Force | Fx, Fy kN –2,5 ... 2,5 Fz kN –5 ... 5 | ±1,5 %FSO | [9 empty] | FALSE |  | Strain gauge |  |  | 14/10/2021 00:00:00 |  | 744
2862 | CNVH0037_Strain gauge | Strain gauge | CNVH0037 |  | No |  |  | M.MERCIER | M.MERCIER | LABORATOIRE DEVELOPPEMENT / SCR / A-NVH-01 |  |  | M.MERCIER | No | [20 empty] | Conform | 1 - Product quality and specific measurement equipment | 14/11/2023 00:00:00 |  |  | Force | Fx, Fy kN –2,5 ... 2,5 Fz kN –5 ... 5 | ±1,5 %FSO | [9 empty] | FALSE |  | Strain gauge |  |  | 14/11/2021 00:00:00 |  | 744
2863 | CNVH0038_Strain gauge | Strain gauge | CNVH0038 |  | No |  |  | M.MERCIER | M.MERCIER | LABORATOIRE DEVELOPPEMENT / SCR / A-NVH-01 |  |  | M.MERCIER | No | [20 empty] | Conform | 1 - Product quality and specific measurement equipment | 14/10/2023 00:00:00 |  |  | Force | Fx, Fy kN –2,5 ... 2,5 Fz kN –5 ... 5 | ±1,5 %FSO | [9 empty] | FALSE |  | Strain gauge |  |  | 14/10/2021 00:00:00 |  | 744
2864 | CNVH0039_Strain gauge | Strain gauge | CNVH0039 |  | No |  |  | M.MERCIER | M.MERCIER | LABORATOIRE DEVELOPPEMENT / SCR / A-NVH-01 |  |  | M.MERCIER | No | [20 empty] | Conform | 1 - Product quality and specific measurement equipment | 14/10/2023 00:00:00 |  |  | Force | Fx, Fy kN –2,5 ... 2,5 Fz kN –5 ... 5 | ±1,5 %FSO | [9 empty] | FALSE |  | Strain gauge |  |  | 14/10/2021 00:00:00 |  | 744
2865 | CNVH0040_Strain gauge | Strain gauge | CNVH0040 |  | No |  |  | M.MERCIER | M.MERCIER | LABORATOIRE DEVELOPPEMENT / SCR / A-NVH-01 |  |  | M.MERCIER | No | [21 empty] | 1 - Product quality and specific measurement equipment |  |  |  | Force | Réformé | Réformé | [9 empty] | FALSE |  | Strain gauge
2866 | CNVH0041_Strain gauge | Strain gauge | CNVH0041 |  | No |  |  | M.MERCIER | M.MERCIER | LABORATOIRE DEVELOPPEMENT / SCR / A-NVH-01 |  |  | M.MERCIER | No | [20 empty] | Conform | 1 - Product quality and specific measurement equipment | 14/10/2023 00:00:00 |  |  | Force | Fx, Fy kN –2,5 ... 2,5 Fz kN –5 ... 5 | ±1,5 %FSO | [9 empty] | FALSE |  | Strain gauge |  |  | 14/10/2021 00:00:00 |  | 744
2867 | CNVH0042_Tri axis accelerometer | Tri axis accelerometer | CNVH0042 |  | No |  |  | M.MERCIER | M.MERCIER | LABORATOIRE DEVELOPPEMENT / SCR / A-NVH-01 |  |  | M.MERCIER | No | [15 empty] | 4767897 |  |  |  |  | Conform | 1 - Product quality and specific measurement equipment | 16/02/2023 00:00:00 |  |  | Accélérométrie | ±2 g | ±3 %RV | [9 empty] | FALSE |  | Tri axis accelerometer |  |  | 16/02/2021 00:00:00 |  | 744
2868 | CNVH0043_Amplifier | Amplifier | CNVH0043 |  | No |  |  | M.MERCIER | M.MERCIER | LABORATOIRE DEVELOPPEMENT / SCR / A-NVH-01 |  |  | M.MERCIER | No | [20 empty] | No calibration status | 3 - Not affecting quality equipment |  |  |  | Electricité | Approach device | Approach device | [9 empty] | FALSE |  | Amplifier
2869 | CNVH0044_Amplifier | Amplifier | CNVH0044 |  | No |  |  | M.MERCIER | M.MERCIER | LABORATOIRE DEVELOPPEMENT / SCR / A-NVH-01 |  |  | M.MERCIER | No | [20 empty] | No calibration status | 3 - Not affecting quality equipment |  |  |  | Electricité | Approach device | Approach device | [9 empty] | FALSE |  | Amplifier
2870 | CNVH0047_Liquid flowmeter | Liquid flowmeter | CNVH0047 |  | No |  |  | M.MERCIER | M.MERCIER | LABORATOIRE DEVELOPPEMENT / NVH |  |  | M.MERCIER | No | [14 empty] | PAXI + LSF41 | 16056 | [5 empty] | 1 - Product quality and specific measurement equipment |  |  |  | Débit | Réformé | Réformé | [9 empty] | FALSE |  | Liquid flowmeter
2871 | CNVH0048_Pressure gauge | Pressure gauge | CNVH0048 |  | No |  |  | M.MERCIER | M.MERCIER | LABORATOIRE DEVELOPPEMENT / MAG / Armoire D (D2) |  |  | M.MERCIER | No | [21 empty] | 1 - Product quality and specific measurement equipment |  |  |  | Pression | 0/10 bar | ±40 mbar | [9 empty] | FALSE |  | Pressure gauge
2872 | CNVH0049_Volumeter | Volumeter | CNVH0049 |  | No |  |  | M.MERCIER | M.MERCIER | LABORATOIRE DEVELOPPEMENT / NVH / Canne vite fut |  |  | M.MERCIER | No | [20 empty] | Out of date | 1 - Product quality and specific measurement equipment | 20/01/2023 15:40:08 |  |  | Débit | 0/120 L | ±1 %RV | [9 empty] | FALSE |  | Volumeter |  |  | 20/01/2021 15:40:08 |  | 744
2873 | CNVH0051_Scale | Scale | CNVH0051 |  | No |  |  | M.MERCIER | M.MERCIER | LABORATOIRE DEVELOPPEMENT / NVH / Armoire |  |  | M.MERCIER | No | [20 empty] | Conform | 1 - Product quality and specific measurement equipment | 07/06/2023 08:55:32 |  |  | Masse | 0/60 kg | ±10 g | [9 empty] | FALSE |  | Scale |  |  | 07/06/2021 08:55:32 |  | 744
2874 | CNVH0052_Calibrator | Calibrator | CNVH0052 |  | No |  |  | M.MERCIER | M.MERCIER | LABORATOIRE DEVELOPPEMENT / NVH / Armoire |  |  | M.MERCIER | No | [14 empty] | 394C06 | LW16891 |  |  |  |  | Conform | 1 - Product quality and specific measurement equipment | 16/02/2023 00:00:00 |  |  | Electricité | To be defined | To be defined | [9 empty] | FALSE |  | Calibrator |  |  | 16/02/2021 00:00:00 |  | 744
2875 | CNVH0053_Microphone | Microphone | CNVH0053 |  | No |  |  | M.MERCIER | M.MERCIER | LABORATOIRE DEVELOPPEMENT / NVH / ARMOIRE |  |  | M.MERCIER | No | [21 empty] | 1 - Product quality and specific measurement equipment |  |  |  | Acoustique | Réformé | Réformé | [9 empty] | FALSE |  | Microphone
2876 | CNVH0054_Mono axis accelerometer | Mono axis accelerometer | CNVH0054 |  | No |  |  | M.MERCIER | M.MERCIER | LABORATOIRE DEVELOPPEMENT / NVH / Armoire |  |  | M.MERCIER | No | [21 empty] | 1 - Product quality and specific measurement equipment |  |  |  | Accélérométrie | Réformé | Réformé | [9 empty] | FALSE |  | Mono axis accelerometer
2877 | CNVH0055_Headphone | Headphone | CNVH0055 |  | No |  |  | M.MERCIER | M.MERCIER | LABORATOIRE DEVELOPPEMENT / NVH / Armoire |  |  | M.MERCIER | No | [15 empty] | 33201620 |  |  |  |  | Out of date | 1 - Product quality and specific measurement equipment | 26/01/2023 00:00:00 |  |  | Acoustique | According Manufacturer SpecTo be defined | According Manufacturer SpecTo be defined | [9 empty] | FALSE |  | Headphone |  |  | 26/01/2021 00:00:00 |  | 744
2878 | CNVH0056_X channel data logger | X channel data logger | CNVH0056 |  | No |  |  | M.MERCIER | M.MERCIER | LABORATOIRE DEVELOPPEMENT / NVH / Armoire |  |  | M.MERCIER | No | [15 empty] | 33201636 |  |  |  |  | Out of date | 1 - Product quality and specific measurement equipment | 27/01/2023 00:00:00 |  |  | Electricité | According Manufacturer SpecTo be defined | According Manufacturer SpecTo be defined | [9 empty] | FALSE |  | X channel data logger |  |  | 27/01/2021 00:00:00 |  | 744
2879 | CNVH0057_X channel data logger | X channel data logger | CNVH0057 |  | No |  |  | M.MERCIER | M.MERCIER | LABORATOIRE DEVELOPPEMENT / NVH / Armoire |  |  | M.MERCIER | No | [15 empty] | 33201620 |  |  |  |  | Conform | 1 - Product quality and specific measurement equipment | 26/08/2023 00:00:00 |  |  | Electricité | According Manufacturer SpecTo be defined | According Manufacturer SpecTo be defined | [9 empty] | FALSE |  | X channel data logger |  |  | 26/01/2021 00:00:00 |  | 961
2880 | CNVH0058_Inertial unit | Inertial unit | CNVH0058 |  | No |  |  | M.MERCIER | M.MERCIER | LABORATOIRE DEVELOPPEMENT / NVH / Armoire |  |  | M.MERCIER | No | [15 empty] | / | [5 empty] | 3 - Not affecting quality equipment |  |  |  | Divers | Approach device | Approach device | [9 empty] | FALSE |  | Inertial unit
2881 | CNVH0059_Inertial unit | Inertial unit | CNVH0059 |  | No |  |  | M.MERCIER | M.MERCIER | LABORATOIRE DEVELOPPEMENT / NVH / Armoire |  |  | M.MERCIER | No | [15 empty] | / |  |  |  |  | No calibration status | 3 - Not affecting quality equipment |  |  |  | Divers | Approach device | Approach device | [9 empty] | FALSE |  | Inertial unit
2882 | CNVH0060_Inertial unit | Inertial unit | CNVH0060 |  | No |  |  | M.MERCIER | M.MERCIER | LABORATOIRE DEVELOPPEMENT / NVH / Armoire |  |  | M.MERCIER | No | [15 empty] | / | [5 empty] | 3 - Not affecting quality equipment |  |  |  | Divers | Approach device | Approach device | [9 empty] | FALSE |  | Inertial unit
2883 | CNVH0061_Inertial unit | Inertial unit | CNVH0061 |  | No |  |  | M.MERCIER | M.MERCIER | LABORATOIRE DEVELOPPEMENT / NVH / Armoire |  |  | M.MERCIER | No | [15 empty] | / |  |  |  |  | No calibration status | 3 - Not affecting quality equipment |  |  |  | Divers | Approach device | Approach device | [9 empty] | FALSE |  | Inertial unit
2884 | CNVH0062_Inertial unit | Inertial unit | CNVH0062 |  | No |  |  | M.MERCIER | M.MERCIER | LABORATOIRE DEVELOPPEMENT / NVH / Armoire |  |  | M.MERCIER | No | [15 empty] | / | [5 empty] | 3 - Not affecting quality equipment |  |  |  | Divers | Approach device | Approach device | [9 empty] | FALSE |  | Inertial unit
2885 | CNVH0063_accelerometer | accelerometer | CNVH0063 |  | No |  |  | M.MERCIER | M.MERCIER | LABORATOIRE DEVELOPPEMENT / NVH / banc slosh |  |  | M.MERCIER | No | [14 empty] | 3711B112G | 11312 |  |  |  |  | No calibration status | 3 - Not affecting quality equipment |  |  |  | Accélérométrie | Approach device | Approach device | [9 empty] | FALSE |  | accelerometer
2886 | CNVH0064_Mono axis accelerometer | Mono axis accelerometer | CNVH0064 |  | No |  |  | M.MERCIER | M.MERCIER | LABORATOIRE DEVELOPPEMENT / NVH / Armoire |  |  | M.MERCIER | No | [14 empty] | M352C65 | LW301601 |  |  |  |  | Conform | 1 - Product quality and specific measurement equipment | 29/12/2023 00:00:00 |  |  | Accélérométrie | ± 50 g; 0,5 - 10 000Hz | 100mV/g ±10 %; <5 %RV | [9 empty] | FALSE |  | Mono axis accelerometer |  |  | 29/12/2021 00:00:00 |  | 744
2887 | CNVH0065_Mono axis accelerometer | Mono axis accelerometer | CNVH0065 |  | No |  |  | M.MERCIER | M.MERCIER | LABORATOIRE DEVELOPPEMENT / NVH / Armoire |  |  | M.MERCIER | No | [14 empty] | M352C65 | LW301600 |  |  |  |  | Conform | 1 - Product quality and specific measurement equipment | 29/12/2023 00:00:00 |  |  | Accélérométrie | ± 50 g; 0,5 - 10 000Hz | 100mV/g ±10 %; <5 %RV | [9 empty] | FALSE |  | Mono axis accelerometer |  |  | 29/12/2021 00:00:00 |  | 744
2888 | CNVH0066_Microphone + amplifier | Microphone + amplifier | CNVH0066 |  | No |  |  | M.MERCIER | M.MERCIER | LABORATOIRE DEVELOPPEMENT / NVH / Armoire |  |  | M.MERCIER | No | [14 empty] | 377B02 /378B02 | 322785 / 147315 |  |  |  |  | Conform | 1 - Product quality and specific measurement equipment | 17/05/2024 00:00:00 |  |  | Acoustique | 3,15 hz/+ 20KHz | ±0,7 dB | [9 empty] | FALSE |  | Microphone + amplifier |  |  | 17/05/2022 00:00:00 |  | 744
2889 | CNVH0067_Microphone + amplifier | Microphone + amplifier | CNVH0067 |  | No |  |  | M.MERCIER | M.MERCIER | LABORATOIRE DEVELOPPEMENT / NVH / Armoire |  |  | M.MERCIER | No | [14 empty] | 377B02 /378B02 | 322791 / 147316 |  |  |  |  | Conform | 1 - Product quality and specific measurement equipment | 17/05/2024 00:00:00 |  |  | Acoustique | 3,15 hz/+ 20KHz | ±0,7 dB | [9 empty] | FALSE |  | Microphone + amplifier |  |  | 17/05/2022 00:00:00 |  | 744
2890 | CNVH0068_Microphone + amplifier | Microphone + amplifier | CNVH0068 |  | No |  |  | M.MERCIER | M.MERCIER | LABORATOIRE DEVELOPPEMENT / NVH / Armoire |  |  | M.MERCIER | No | [14 empty] | 377B02 /378B02 | 322783 / 147317 |  |  |  |  | Conform | 1 - Product quality and specific measurement equipment | 17/05/2024 00:00:00 |  |  | Acoustique | 3,15 hz/+ 20KHz | ±0,7 dB | [9 empty] | FALSE |  | Microphone + amplifier |  |  | 17/05/2022 00:00:00 |  | 744
2891 | CNVH0069_Microphone + amplifier | Microphone + amplifier | CNVH0069 |  | No |  |  | M.MERCIER | M.MERCIER | LABORATOIRE DEVELOPPEMENT / NVH / Armoire |  |  | M.MERCIER | No | [14 empty] | 377B02 /378B02 | 322631 / 147318 |  |  |  |  | Conform | 1 - Product quality and specific measurement equipment | 17/05/2024 00:00:00 |  |  | Acoustique | 3,15 hz/+ 20KHz | ±0,7 dB | [9 empty] | FALSE |  | Microphone + amplifier |  |  | 17/05/2022 00:00:00 |  | 744
2892 | CNVH0070_Microphone + amplifier | Microphone + amplifier | CNVH0070 |  | No |  |  | M.MERCIER | M.MERCIER | LABORATOIRE DEVELOPPEMENT / NVH / Armoire |  |  | M.MERCIER | No | [14 empty] | 377B02 /378B02 | 114183 / 104517 |  |  |  |  | Conform | 1 - Product quality and specific measurement equipment | 17/05/2024 00:00:00 |  |  | Acoustique | 3,15 hz/+ 20KHz | ±0,7 dB | [9 empty] | FALSE |  | Microphone + amplifier |  |  | 17/05/2022 00:00:00 |  | 744
2893 | CNVH0071_Microphone + amplifier | Microphone + amplifier | CNVH0071 |  | No |  |  | M.MERCIER | M.MERCIER | LABORATOIRE DEVELOPPEMENT / NVH / Armoire |  |  | M.MERCIER | No | [14 empty] | 377B02 /378B02 | 116029 / 104515 |  |  |  |  | Conform | 1 - Product quality and specific measurement equipment | 18/05/2024 00:00:00 |  |  | Acoustique | 3,15 hz/+ 20KHz | ±0,7 dB | [9 empty] | FALSE |  | Microphone + amplifier |  |  | 18/05/2022 00:00:00 |  | 744
2894 | CNVH0072_Amplifier | Amplifier | CNVH0072 |  | No |  |  | M.MERCIER | M.MERCIER | LABORATOIRE DEVELOPPEMENT / NVH / Armoire |  |  | M.MERCIER | No | [14 empty] | 426E01 ICP | 2974 |  |  |  |  | Conform | 1 - Product quality and specific measurement equipment | 02/06/2024 00:00:00 |  |  | Electricité | According Manufacturer SpecTo be defined | According Manufacturer SpecTo be defined | [9 empty] | FALSE |  | Amplifier |  |  | 02/06/2022 00:00:00 |  | 744
2895 | CNVH0073_Microphone | Microphone | CNVH0073 |  | No |  |  | M.MERCIER | M.MERCIER | LABORATOIRE DEVELOPPEMENT / NVH / Armoire |  |  | M.MERCIER | No | [14 empty] | 377B02 | 106499 |  |  |  |  | Conform | 1 - Product quality and specific measurement equipment | 02/06/2024 00:00:00 |  |  | Acoustique | According Manufacturer SpecTo be defined | According Manufacturer SpecTo be defined | [9 empty] | FALSE |  | Microphone |  |  | 02/06/2022 00:00:00 |  | 744
2896 | CNVH0074_Mono axis accelerometer | Mono axis accelerometer | CNVH0074 |  | No |  |  | M.MERCIER | M.MERCIER | LABORATOIRE DEVELOPPEMENT / NVH / Armoire |  |  | M.MERCIER | No | [14 empty] | 3701D3FA20G | 3849 |  |  |  |  | Conform | 1 - Product quality and specific measurement equipment | 09/05/2024 00:00:00 |  |  | Accélérométrie | ±20 g; 0-300 Hz | 100mV/g ±5 %; <3 %RV | [9 empty] | FALSE |  | Mono axis accelerometer |  |  | 09/05/2022 00:00:00 |  | 744
2897 | CNVH0075_Mono axis accelerometer | Mono axis accelerometer | CNVH0075 |  | No |  |  | M.MERCIER | M.MERCIER | LABORATOIRE DEVELOPPEMENT / NVH / Armoire |  |  | M.MERCIER | No | [14 empty] | A352C65 | 72535 |  |  |  |  | Conform | 1 - Product quality and specific measurement equipment | 09/05/2024 00:00:00 |  |  | Accélérométrie | According Manufacturer SpecTo be defined | According Manufacturer SpecTo be defined | [9 empty] | FALSE |  | Mono axis accelerometer |  |  | 09/05/2022 00:00:00 |  | 744
2898 | CNVH0076_Mono axis accelerometer | Mono axis accelerometer | CNVH0076 |  | No |  |  | M.MERCIER | M.MERCIER | LABORATOIRE DEVELOPPEMENT / NVH / Armoire |  |  | M.MERCIER | No | [14 empty] | M352C65 | 43656 |  |  |  |  | Conform | 1 - Product quality and specific measurement equipment | 09/05/2024 00:00:00 |  |  | Accélérométrie | According Manufacturer SpecTo be defined | According Manufacturer SpecTo be defined | [9 empty] | FALSE |  | Mono axis accelerometer |  |  | 09/05/2022 00:00:00 |  | 744
2899 | CNVH0077_Mono axis accelerometer | Mono axis accelerometer | CNVH0077 |  | No |  |  | M.MERCIER | M.MERCIER | LABORATOIRE DEVELOPPEMENT / NVH / Armoire |  |  | M.MERCIER | No | [14 empty] | A352C65 | 72537 |  |  |  |  | Conform | 1 - Product quality and specific measurement equipment | 09/05/2024 00:00:00 |  |  | Accélérométrie | According Manufacturer SpecTo be defined | According Manufacturer SpecTo be defined | [9 empty] | FALSE |  | Mono axis accelerometer |  |  | 09/05/2022 00:00:00 |  | 744
2900 | CNVH0078_Mono axis accelerometer | Mono axis accelerometer | CNVH0078 |  | No |  |  | M.MERCIER | M.MERCIER | LABORATOIRE DEVELOPPEMENT / NVH / Armoire |  |  | M.MERCIER | No | [14 empty] | A352C65 | 39718 |  |  |  |  | Conform | 1 - Product quality and specific measurement equipment | 09/05/2024 11:41:10 |  |  | Accélérométrie | According Manufacturer SpecTo be defined | According Manufacturer SpecTo be defined | [9 empty] | FALSE |  | Mono axis accelerometer |  |  | 09/05/2022 11:41:10 |  | 744
2901 | CNVH0079_Mono axis accelerometer | Mono axis accelerometer | CNVH0079 |  | No |  |  | M.MERCIER | M.MERCIER | LABORATOIRE DEVELOPPEMENT / NVH / Armoire |  |  | M.MERCIER | No | [14 empty] | M352C65 | 39646 |  |  |  |  | Conform | 1 - Product quality and specific measurement equipment | 09/05/2024 00:00:00 |  |  | Accélérométrie | According Manufacturer SpecTo be defined | According Manufacturer SpecTo be defined | [9 empty] | FALSE |  | Mono axis accelerometer |  |  | 09/05/2022 00:00:00 |  | 744
2902 | CNVH0080_Mono axis accelerometer | Mono axis accelerometer | CNVH0080 |  | No |  |  | M.MERCIER | M.MERCIER | LABORATOIRE DEVELOPPEMENT / NVH / Armoire |  |  | M.MERCIER | No | [14 empty] | A352C65 | 72536 |  |  |  |  | Conform | 1 - Product quality and specific measurement equipment | 09/05/2024 00:00:00 |  |  | Accélérométrie | According Manufacturer SpecTo be defined | According Manufacturer SpecTo be defined | [9 empty] | FALSE |  | Mono axis accelerometer |  |  | 09/05/2022 00:00:00 |  | 744
2903 | CNVH0081_Mono axis accelerometer | Mono axis accelerometer | CNVH0081 |  | No |  |  | M.MERCIER | M.MERCIER | LABORATOIRE DEVELOPPEMENT / NVH / Armoire |  |  | M.MERCIER | No | [14 empty] | M352C65 | 40927 |  |  |  |  | Conform | 1 - Product quality and specific measurement equipment | 09/05/2024 00:00:00 |  |  | Accélérométrie | According Manufacturer SpecTo be defined | According Manufacturer SpecTo be defined | [9 empty] | FALSE |  | Mono axis accelerometer |  |  | 09/05/2022 00:00:00 |  | 744
2904 | CNVH0082_Tri axis accelerometer | Tri axis accelerometer | CNVH0082 |  | No |  |  | M.MERCIER | M.MERCIER | LABORATOIRE DEVELOPPEMENT / NVH / Armoire |  |  | M.MERCIER | No | [14 empty] | 356A16 | 12215 |  |  |  |  | Conform | 1 - Product quality and specific measurement equipment | 09/05/2024 08:59:01 |  |  | Accélérométrie | According Manufacturer SpecTo be defined | According Manufacturer SpecTo be defined | [9 empty] | FALSE |  | Tri axis accelerometer |  |  | 09/05/2022 08:59:01 |  | 744
2905 | CNVH0083_Tri axis accelerometer | Tri axis accelerometer | CNVH0083 |  | No |  |  | M.MERCIER | M.MERCIER | LABORATOIRE DEVELOPPEMENT / NVH / Armoire |  |  | M.MERCIER | No | [14 empty] | 356A22 | 55295 |  |  |  |  | Conform | 1 - Product quality and specific measurement equipment | 09/05/2024 00:00:00 |  |  | Accélérométrie | According Manufacturer SpecTo be defined | According Manufacturer SpecTo be defined | [9 empty] | FALSE |  | Tri axis accelerometer |  |  | 09/05/2022 00:00:00 |  | 744
2906 | COLD CONTAINER G_Container | Container | COLD CONTAINER G |  | No |  |  | Y.SKOCZEK | Y.SKOCZEK | LABORATOIRE DEVELOPPEMENT / SCR / Zone contener |  |  | Y.SKOCZEK | No | [14 empty] | D10-NDGD-02C | TL140735 |  |  |  |  | No calibration status | 3 - Not affecting quality equipment |  |  |  | Température | ( | Approach device | [9 empty] | FALSE |  | Container
2907 | CQUA0001_Mesureur d'épaisseur | Mesureur d'épaisseur | CQUA0001 |  | No |  |  | V.LOPATA / O.CASTEL | V.LOPATA / O.CASTEL | METROLOGIE / QUA / O. Castel |  |  | V.LOPATA / O.CASTEL | No | [20 empty] | No calibration status | 3 - Not affecting quality equipment |  |  |  | Dimensionnel | 36 DLP - 0.5/500mm(coex) | / | [9 empty] | FALSE |  | Mesureur d'épaisseur
2908 | CQUA0002_Mesureur d'épaisseur | Mesureur d'épaisseur | CQUA0002 |  | No |  |  | V.LOPATA / O.CASTEL | V.LOPATA / O.CASTEL | METROLOGIE / QUA / D. Bonnerot |  |  | V.LOPATA / O.CASTEL | No | [21 empty] | 1 - Product quality and specific measurement equipment |  |  |  | Dimensionnel | [11 empty] | FALSE |  | Mesureur d'épaisseur
2909 | CQUA0003_Mesureur d'épaisseur | Mesureur d'épaisseur | CQUA0003 |  | No |  |  | V.LOPATA / O.CASTEL | V.LOPATA / O.CASTEL | METROLOGIE / QUA / B. Baudoux |  |  | V.LOPATA / O.CASTEL | No | [20 empty] | No calibration status | 3 - Not affecting quality equipment |  |  |  | Dimensionnel | 36 DLP - 0.5/500mmcoex) | / | [9 empty] | FALSE |  | Mesureur d'épaisseur
2910 | CQUA0004_Mesureur d'épaisseur | Mesureur d'épaisseur | CQUA0004 |  | No |  |  | V.LOPATA / O.CASTEL | V.LOPATA / O.CASTEL | METROLOGIE / QUA / Armoire |  |  | V.LOPATA / O.CASTEL | No | [20 empty] | No calibration status | 3 - Not affecting quality equipment |  |  |  | Dimensionnel | 36 DLP - 0.5/500mmcoex) | / | [9 empty] | FALSE |  | Mesureur d'épaisseur
2911 | CQUA0005_Mesureur d'épaisseur | Mesureur d'épaisseur | CQUA0005 |  | No |  |  | V.LOPATA / O.CASTEL | V.LOPATA / O.CASTEL | METROLOGIE / QUA / Armoire N3 (N3,1) |  |  | V.LOPATA / O.CASTEL | No | [20 empty] | No calibration status | 3 - Not affecting quality equipment |  |  |  | Dimensionnel | 0.5/500mmcoex) | / | [9 empty] | FALSE |  | Mesureur d'épaisseur
2912 | CQUA0006_Mesureur d'épaisseur | Mesureur d'épaisseur | CQUA0006 |  | No |  |  | V.LOPATA / O.CASTEL | V.LOPATA / O.CASTEL | METROLOGIE / QUA / V. Lopata |  |  | V.LOPATA / O.CASTEL | No | [20 empty] | No calibration status | 3 - Not affecting quality equipment |  |  |  | Dimensionnel | 36 DLP - 0.5/50mmcoex) | / | [9 empty] | FALSE |  | Mesureur d'épaisseur
2913 | CQUA0007_Mesureur d'épaisseur | Mesureur d'épaisseur | CQUA0007 |  | No |  |  | V.LOPATA / O.CASTEL | V.LOPATA / O.CASTEL | METROLOGIE / QUA / D. Bonnerot |  |  | V.LOPATA / O.CASTEL | No | [20 empty] | No calibration status | 3 - Not affecting quality equipment |  |  |  | Dimensionnel | 36 DLP - 0.5/50mm(coex) | / | [9 empty] | FALSE |  | Mesureur d'épaisseur
2914 | CQUA0008_Mesureur d'épaisseur | Mesureur d'épaisseur | CQUA0008 |  | No |  |  | V.LOPATA / O.CASTEL | V.LOPATA / O.CASTEL | METROLOGIE / QUA / A. Pellegrinelli |  |  | V.LOPATA / O.CASTEL | No | [20 empty] | No calibration status | 3 - Not affecting quality equipment |  |  |  | Dimensionnel | 37DLP - 0.5/500mm(coex) | / | [9 empty] | FALSE |  | Mesureur d'épaisseur
2915 | CQUA0009_Mesureur d'épaisseur | Mesureur d'épaisseur | CQUA0009 |  | No |  |  | V.LOPATA / O.CASTEL | V.LOPATA / O.CASTEL | METROLOGIE / QUA / Armoire N3 (N3,1) |  |  | V.LOPATA / O.CASTEL | No | [20 empty] | No calibration status | 3 - Not affecting quality equipment |  |  |  | Dimensionnel | 37DLPcoex) | / | [9 empty] | FALSE |  | Mesureur d'épaisseur
2916 | CQUA0010_Mesureur d'épaisseur | Mesureur d'épaisseur | CQUA0010 |  | No |  |  | V.LOPATA / O.CASTEL | V.LOPATA / O.CASTEL | METROLOGIE / QUA / Armoire N3 (N3,1) |  |  | V.LOPATA / O.CASTEL | No | [20 empty] | No calibration status | 3 - Not affecting quality equipment |  |  |  | Dimensionnel | EHC-09mono couche) | / | [9 empty] | FALSE |  | Mesureur d'épaisseur |  |  | 01/03/2016 00:00:00 |  | 372
2917 | CQUA0011_Mesureur d'épaisseur | Mesureur d'épaisseur | CQUA0011 |  | No |  |  | V.LOPATA / O.CASTEL | V.LOPATA / O.CASTEL | METROLOGIE / QUA / Armoire N3 (N3,1) |  |  | V.LOPATA / O.CASTEL | No | [20 empty] | No calibration status | 3 - Not affecting quality equipment |  |  |  | Dimensionnel | DM4DLmono couche) | / | [9 empty] | FALSE |  | Mesureur d'épaisseur |  |  | 01/03/2016 00:00:00 |  | 372
2918 | CQUA0012_Mesureur d'épaisseur | Mesureur d'épaisseur | CQUA0012 |  | No |  |  | V.LOPATA / O.CASTEL | V.LOPATA / O.CASTEL | METROLOGIE / QUA / Armoire N3 (N3,1) |  |  | V.LOPATA / O.CASTEL | No | [20 empty] | No calibration status | 1 - Product quality and specific measurement equipment |  |  |  | Dimensionnel | MOD 25 50 mmMono couche) | / | [9 empty] | FALSE |  | Mesureur d'épaisseur |  |  | 01/03/2016 00:00:00 |  | 372
2919 | CQUA0013_Pied à coulisse | Pied à coulisse | CQUA0013 |  | No |  |  | V.LOPATA / O.CASTEL | V.LOPATA / O.CASTEL | METROLOGIE / QUA / Le service |  |  | V.LOPATA / O.CASTEL | No | [21 empty] | 1 - Product quality and specific measurement equipment |  |  |  | Dimensionnel |  | / | [9 empty] | FALSE |  | Pied à coulisse
2920 | CQUA0014_Pied à coulisse | Pied à coulisse | CQUA0014 |  | No |  |  | V.LOPATA / O.CASTEL | V.LOPATA / O.CASTEL | METROLOGIE / QUA / M. Schneider |  |  | V.LOPATA / O.CASTEL | No | [20 empty] | Conform | 1 - Product quality and specific measurement equipment |  |  |  | Dimensionnel | 0 / 200 mm | ± 0,060 mm | [9 empty] | FALSE |  | Pied à coulisse |  |  | 13/12/2017 00:00:00 |  | 744
2921 | CQUA0015_Pied à coulisse | Pied à coulisse | CQUA0015 |  | No |  |  | V.LOPATA / O.CASTEL | V.LOPATA / O.CASTEL | METROLOGIE / QUA / F. Dhaussy |  |  | V.LOPATA / O.CASTEL | No | [20 empty] | No calibration status | 3 - Not affecting quality equipment |  |  |  | Dimensionnel | 0 / 200 mm | ± 0,060 mm | [9 empty] | FALSE |  | Pied à coulisse
2922 | CQUA0016_Pied à coulisse | Pied à coulisse | CQUA0016 |  | No |  |  | V.LOPATA / O.CASTEL | V.LOPATA / O.CASTEL | METROLOGIE / QUA / A. Pellegrinelli |  |  | V.LOPATA / O.CASTEL | No | [20 empty] | Conform | 1 - Product quality and specific measurement equipment |  |  |  | Dimensionnel | 0/+300 mm | ± 0,060 mm | [9 empty] | FALSE |  | Pied à coulisse |  |  | 15/07/2019 00:00:00 |  | 744
2923 | CQUA0017_Pied à coulisse | Pied à coulisse | CQUA0017 |  | No |  |  | V.LOPATA / O.CASTEL | V.LOPATA / O.CASTEL | METROLOGIE / QUA / O. Castel |  |  | V.LOPATA / O.CASTEL | No | [20 empty] | Conform | 1 - Product quality and specific measurement equipment |  |  |  | Dimensionnel | 0 / 200 mm | ± 0,060 mm | [9 empty] | FALSE |  | Pied à coulisse |  |  | 12/06/2017 00:00:00 |  | 744
2924 | CQUA0018_Pied à coulisse | Pied à coulisse | CQUA0018 |  | No |  |  | V.LOPATA / O.CASTEL | V.LOPATA / O.CASTEL | METROLOGIE / QUA / JP. Amiard |  |  | V.LOPATA / O.CASTEL | No | [20 empty] | No calibration status | 3 - Not affecting quality equipment |  |  |  | Dimensionnel | 0 / 150 mm | ± 0,01 mm | [9 empty] | FALSE |  | Pied à coulisse
2925 | CQUA0019_Pied à coulisse | Pied à coulisse | CQUA0019 |  | No |  |  | V.LOPATA / O.CASTEL | V.LOPATA / O.CASTEL | METROLOGIE / QUA / O. Castel |  |  | V.LOPATA / O.CASTEL | No | [20 empty] | Conform | 1 - Product quality and specific measurement equipment | 22/02/2023 11:14:35 |  |  | Dimensionnel | 0 / 250 mm | ± 0,060 mm | [9 empty] | FALSE |  | Pied à coulisse |  |  | 22/02/2021 11:14:35 |  | 744
2926 | CQUA0020_Pied à coulisse | Pied à coulisse | CQUA0020 |  | No |  |  | V.LOPATA / O.CASTEL | V.LOPATA / O.CASTEL | METROLOGIE / QUA / Armoire N3 (N3,2) |  |  | V.LOPATA / O.CASTEL | No | [14 empty] | à becs d'extérieur à pointes. | 2925 |  |  |  |  | Conform | 1 - Product quality and specific measurement equipment | 23/02/2024 14:15:17 |  |  | Dimensionnel | 0 / 200 mm | ± 0,060 mm | [9 empty] | FALSE |  | Pied à coulisse |  |  | 23/02/2022 14:15:17 |  | 744
2927 | CQUA0021_Pied à coulisse | Pied à coulisse | CQUA0021 |  | No |  |  | V.LOPATA / O.CASTEL | V.LOPATA / O.CASTEL | METROLOGIE / QUA / Armoire |  |  | V.LOPATA / O.CASTEL | No | [20 empty] | Conform | 1 - Product quality and specific measurement equipment | 24/08/2023 00:00:00 |  |  | Dimensionnel | 0 / 200 mm | ± 0,060 mm | [9 empty] | FALSE |  | Pied à coulisse |  |  | 24/08/2021 00:00:00 |  | 744
2928 | CQUA0022_Pied à coulisse | Pied à coulisse | CQUA0022 |  | No |  |  | V.LOPATA / O.CASTEL | V.LOPATA / O.CASTEL | METROLOGIE / QUA / D. Bonnerot |  |  | V.LOPATA / O.CASTEL | No | [14 empty] | à becs d'extérieur à pointes. | 3476 |  |  |  |  | Conform | 1 - Product quality and specific measurement equipment | 22/02/2023 11:43:40 |  |  | Dimensionnel | 0 / 200 mm | ± 0,060 mm | [9 empty] | FALSE |  | Pied à coulisse |  |  | 22/02/2021 11:43:40 |  | 744
2929 | CQUA0023_Pied à coulisse | Pied à coulisse | CQUA0023 |  | No |  |  | V.LOPATA / O.CASTEL | V.LOPATA / O.CASTEL | METROLOGIE / QUA / M.DELABARRE |  |  | V.LOPATA / O.CASTEL | No | [14 empty] | résolution 0,01mm | 2060105 |  |  |  |  | No calibration status | 3 - Not affecting quality equipment |  |  |  | Dimensionnel | 0 / 200 mm | ± 0,060 mm | [9 empty] | FALSE |  | Pied à coulisse
2930 | CQUA0024_Pied à coulisse | Pied à coulisse | CQUA0024 |  | No |  |  | V.LOPATA / O.CASTEL | V.LOPATA / O.CASTEL | METROLOGIE / QUA / B. Baudoux |  |  | V.LOPATA / O.CASTEL | No | [14 empty] | résolution 0,01mm | [5 empty] | Conform | 1 - Product quality and specific measurement equipment | 24/08/2023 00:00:00 |  |  | Dimensionnel | 0 / 200 mm | ± 0,060 mm | [9 empty] | FALSE |  | Pied à coulisse |  |  | 24/08/2021 00:00:00 |  | 744
2931 | CQUA0025_Pied à coulisse | Pied à coulisse | CQUA0025 |  | No |  |  | V.LOPATA / O.CASTEL | V.LOPATA / O.CASTEL | METROLOGIE / QUA / JP. Amiard |  |  | V.LOPATA / O.CASTEL | No | [14 empty] | à becs d'interieurs à pointes | 1K07.001 |  |  |  |  | Conform | 1 - Product quality and specific measurement equipment | 23/02/2024 00:00:00 |  |  | Dimensionnel | 0 / 250 mm | ± 0,060 mm | [9 empty] | FALSE |  | Pied à coulisse |  |  | 23/02/2022 00:00:00 |  | 744
2932 | CQUA0026_Pied à coulisse | Pied à coulisse | CQUA0026 |  | No |  |  | V.LOPATA / O.CASTEL | V.LOPATA / O.CASTEL | METROLOGIE / QUA / D.MASSON |  |  | V.LOPATA / O.CASTEL | No | [20 empty] | Conform | 1 - Product quality and specific measurement equipment | 23/02/2024 00:00:00 |  |  | Dimensionnel | 0 / 150 mm | ± 0,05 mm | [9 empty] | FALSE |  | Pied à coulisse |  |  | 23/02/2022 00:00:00 |  | 744
2933 | CQUA0027_Pied à coulisse | Pied à coulisse | CQUA0027 |  | No |  |  | V.LOPATA / O.CASTEL | V.LOPATA / O.CASTEL | METROLOGIE / QUA / B. Baudoux |  |  | V.LOPATA / O.CASTEL | No | [20 empty] | Conform | 1 - Product quality and specific measurement equipment | 16/05/2024 00:00:00 |  |  | Dimensionnel | 0 / 250 mm | ± 0,060 mm | [9 empty] | FALSE |  | Pied à coulisse |  |  | 16/05/2022 00:00:00 |  | 744
2934 | CQUA0028_Pied à coulisse | Pied à coulisse | CQUA0028 |  | No |  |  | V.LOPATA / O.CASTEL | V.LOPATA / O.CASTEL | METROLOGIE / QUA / D. Bonnerot |  |  | V.LOPATA / O.CASTEL | No | [14 empty] | à becs d'interieurs à pointes | 12G05901 |  |  |  |  | Conform | 1 - Product quality and specific measurement equipment | 22/02/2023 11:17:39 |  |  | Dimensionnel | 0 / 250 mm | ± 0,060 mm | [9 empty] | FALSE |  | Pied à coulisse |  |  | 22/02/2021 11:17:39 |  | 744
2935 | CQUA0029_Pied à coulisse | Pied à coulisse | CQUA0029 |  | No |  |  | V.LOPATA / O.CASTEL | V.LOPATA / O.CASTEL | METROLOGIE / QUA / Armoire N3 (N3,2) |  |  | V.LOPATA / O.CASTEL | No | [20 empty] | Non-conforme | 1 - Product quality and specific measurement equipment | 03/04/2023 00:00:00 |  |  | Dimensionnel | 0/+300 mm | ± 0,060 mm | [9 empty] | FALSE |  | Pied à coulisse |  |  | 14/12/2017 00:00:00 |  | 744
2936 | CQUA0030_Pied à coulisse | Pied à coulisse | CQUA0030 |  | No |  |  | V.LOPATA / O.CASTEL | V.LOPATA / O.CASTEL | METROLOGIE / QUA / V. Lopata |  |  | V.LOPATA / O.CASTEL | No | [14 empty] | résolution 0,01mm | 1308449 |  |  |  |  | Conform | 1 - Product quality and specific measurement equipment | 24/08/2023 00:00:00 |  |  | Dimensionnel | 0 / 200 mm | ± 0,060 mm | [9 empty] | FALSE |  | Pied à coulisse |  |  | 24/08/2021 00:00:00 |  | 744
2937 | CQUA0031_Pied à coulisse | Pied à coulisse | CQUA0031 |  | No |  |  | V.LOPATA / O.CASTEL | V.LOPATA / O.CASTEL | METROLOGIE / QUA / Armoire N3 (N3,2) |  |  | V.LOPATA / O.CASTEL | No | [20 empty] | No calibration status | 3 - Not affecting quality equipment |  |  |  | Dimensionnel | / | / | [9 empty] | FALSE |  | Pied à coulisse
2938 | CQUA0032_Pied à coulisse | Pied à coulisse | CQUA0032 |  | No |  |  | V.LOPATA / O.CASTEL | V.LOPATA / O.CASTEL | METROLOGIE / QUA / D. Collin |  |  | V.LOPATA / O.CASTEL | No | [14 empty] | résolution 0,01mm | 102391 |  |  |  |  | Conform | 1 - Product quality and specific measurement equipment |  |  |  | Dimensionnel | 0 / 150 mm | ± 0,05 mm | [9 empty] | FALSE |  | Pied à coulisse |  |  | 22/02/2021 15:10:41 |  | 744
2939 | CQUA0034_Pied à coulisse | Pied à coulisse | CQUA0034 |  | No |  |  | V.LOPATA / O.CASTEL | V.LOPATA / O.CASTEL | METROLOGIE / QUA / Armoire N3 (N3,2) |  |  | V.LOPATA / O.CASTEL | No | [20 empty] | Conform | 1 - Product quality and specific measurement equipment |  |  |  | Dimensionnel | 0 / 250 mm | ± 0,060 mm | [9 empty] | FALSE |  | Pied à coulisse |  |  | 24/09/2019 00:00:00 |  | 1116
2940 | CQUA0035_Pied à coulisse | Pied à coulisse | CQUA0035 |  | No |  |  | V.LOPATA / O.CASTEL | V.LOPATA / O.CASTEL | METROLOGIE / QUA / Armoire N3 (N3,2) |  |  | V.LOPATA / O.CASTEL | No | [20 empty] | Non-conforme | 1 - Product quality and specific measurement equipment |  |  |  | Dimensionnel | 0/+300 mm | ± 0,060 mm | [9 empty] | FALSE |  | Pied à coulisse |  |  | 14/12/2017 00:00:00 |  | 744
2941 | CQUA0036_Pied à coulisse | Pied à coulisse | CQUA0036 |  | No |  |  | V.LOPATA / O.CASTEL | V.LOPATA / O.CASTEL | METROLOGIE / QUA / D. Masson |  |  | V.LOPATA / O.CASTEL | No | [20 empty] | Non-conforme | 1 - Product quality and specific measurement equipment |  |  |  | Dimensionnel | 0 / 200 mm | ± 0,060 mm | [9 empty] | FALSE |  | Pied à coulisse
2942 | CQUA0037_Pied à coulisse | Pied à coulisse | CQUA0037 |  | No |  |  | V.LOPATA / O.CASTEL | V.LOPATA / O.CASTEL | METROLOGIE / QUA / Armoire N3 (N3,2) |  |  | V.LOPATA / O.CASTEL | No | [20 empty] | Conform | 1 - Product quality and specific measurement equipment |  |  |  | Dimensionnel | 0 / 150 mm | ± 0,05 mm | [9 empty] | FALSE |  | Pied à coulisse |  |  | 13/12/2017 00:00:00 |  | 744
2943 | CQUA0038_Pied à coulisse | Pied à coulisse | CQUA0038 |  | No |  |  | V.LOPATA / O.CASTEL | V.LOPATA / O.CASTEL | METROLOGIE / QUA / Armoire N3 (N3,2) |  |  | V.LOPATA / O.CASTEL | No | [20 empty] | Non-conforme | 1 - Product quality and specific measurement equipment |  |  |  | Dimensionnel | 0 / 200 mm | ± 0,05 mm | [9 empty] | FALSE |  | Pied à coulisse |  |  | 13/12/2017 00:00:00 |  | 744
2944 | CQUA0039_Pied à coulisse | Pied à coulisse | CQUA0039 |  | No |  |  | V.LOPATA / O.CASTEL | V.LOPATA / O.CASTEL | METROLOGIE / QUA / Armoire N3 (N3,2) |  |  | V.LOPATA / O.CASTEL | No | [20 empty] | Non-conforme | 1 - Product quality and specific measurement equipment |  |  |  | Dimensionnel | 0 / 200 mm | ± 0,060 mm | [9 empty] | FALSE |  | Pied à coulisse |  |  | 13/12/2017 00:00:00 |  | 744
2945 | CQUA0041_Pied à coulisse | Pied à coulisse | CQUA0041 |  | No |  |  | V.LOPATA / O.CASTEL | V.LOPATA / O.CASTEL | METROLOGIE / QUA / Armoire N3 (N3,2) |  |  | V.LOPATA / O.CASTEL | No | [20 empty] | Conform | 1 - Product quality and specific measurement equipment |  |  |  | Dimensionnel | 0/180mm | ± 0,05 mm | [9 empty] | FALSE |  | Pied à coulisse |  |  | 13/12/2017 00:00:00 |  | 744
2946 | CQUA0042_Pied à coulisse | Pied à coulisse | CQUA0042 |  | No |  |  | V.LOPATA / O.CASTEL | V.LOPATA / O.CASTEL | METROLOGIE / QUA / Armoire N3 (N3,2) |  |  | V.LOPATA / O.CASTEL | No | [20 empty] | Non-conforme | 1 - Product quality and specific measurement equipment |  |  |  | Dimensionnel | 0/+300 mm | ± 0,060 mm | [9 empty] | FALSE |  | Pied à coulisse |  |  | 24/11/2015 00:00:00 |  | 744
2947 | CQUA0043_Pied à coulisse | Pied à coulisse | CQUA0043 |  | No |  |  | V.LOPATA / O.CASTEL | V.LOPATA / O.CASTEL | METROLOGIE / QUA / Armoire N3 (N3,2) |  |  | V.LOPATA / O.CASTEL | No | [20 empty] | Out of date | 3 - Not affecting quality equipment | 14/12/2019 00:00:00 |  |  | Dimensionnel | 0 / 500mm | ± 0,060 mm | [9 empty] | FALSE |  | Pied à coulisse |  |  | 14/12/2017 00:00:00 |  | 744
2948 | CQUA0044_Pied à coulisse | Pied à coulisse | CQUA0044 |  | No |  |  | V.LOPATA / O.CASTEL | V.LOPATA / O.CASTEL | METROLOGIE / QUA / Armoire N3 (N3,2) |  |  | V.LOPATA / O.CASTEL | No | [20 empty] | Conform | 1 - Product quality and specific measurement equipment |  |  |  | Dimensionnel | 0/+300 mm | ± 0,060 mm | [9 empty] | FALSE |  | Pied à coulisse |  |  | 19/04/2017 00:00:00 |  | 744
2949 | CQUA0045_Pied à coulisse | Pied à coulisse | CQUA0045 |  | No |  |  | V.LOPATA / O.CASTEL | V.LOPATA / O.CASTEL | METROLOGIE / QUA / M. Pereira |  |  | V.LOPATA / O.CASTEL | No | [20 empty] | No calibration status | 3 - Not affecting quality equipment |  |  |  | Dimensionnel | 0 / 250 mm | ± 0,060 mm | [9 empty] | FALSE |  | Pied à coulisse
2950 | CQUA0046_Pied à coulisse | Pied à coulisse | CQUA0046 |  | No |  |  | V.LOPATA / O.CASTEL | V.LOPATA / O.CASTEL | METROLOGIE / QUA / Armoire N3 (N3,2) |  |  | V.LOPATA / O.CASTEL | No | [20 empty] | Conform | 1 - Product quality and specific measurement equipment |  |  |  | Dimensionnel | 0 / 500mm | ± 0,05 mm | [9 empty] | FALSE |  | Pied à coulisse |  |  | 12/06/2017 00:00:00 |  | 744
2951 | CQUA0047_Pied à coulisse | Pied à coulisse | CQUA0047 |  | No |  |  | V.LOPATA / O.CASTEL | V.LOPATA / O.CASTEL | METROLOGIE / QUA / Armoire N3 (N3,2) |  |  | V.LOPATA / O.CASTEL | No | [20 empty] | No calibration status | 3 - Not affecting quality equipment |  |  |  | Dimensionnel | 0/1050mm | ± 0,05 mm | [9 empty] | FALSE |  | Pied à coulisse
2952 | CQUA0048_Pied à coulisse | Pied à coulisse | CQUA0048 |  | No |  |  | V.LOPATA / O.CASTEL | V.LOPATA / O.CASTEL | METROLOGIE / QUA / Armoire |  |  | V.LOPATA / O.CASTEL | No | [20 empty] | Conform | 1 - Product quality and specific measurement equipment |  |  |  | Dimensionnel | 0/190mm | ± 0,05 mm | [9 empty] | FALSE |  | Pied à coulisse |  |  | 03/01/2017 00:00:00 |  | 744
2953 | CQUA0049_Pied à coulisse | Pied à coulisse | CQUA0049 |  | No |  |  | V.LOPATA / O.CASTEL | V.LOPATA / O.CASTEL | METROLOGIE / QUA / B. Baudoux |  |  | V.LOPATA / O.CASTEL | No | [20 empty] | Non-conforme | 1 - Product quality and specific measurement equipment |  |  |  | Dimensionnel | 0 / 150 mm | ± 0,05 mm | [9 empty] | FALSE |  | Pied à coulisse
2954 | CQUA0051_Micromètre d'extérieur | Micromètre d'extérieur | CQUA0051 |  | No |  |  | V.LOPATA / O.CASTEL | V.LOPATA / O.CASTEL | METROLOGIE / QUA / LE SERVICE |  |  | V.LOPATA / O.CASTEL | No | [14 empty] | standard | 1220035 |  |  |  |  | Non-conforme | 1 - Product quality and specific measurement equipment |  |  |  | Dimensionnel | 0 - 25 mm | Respect de la norme détalonnage | [9 empty] | FALSE |  | Micromètre d'extérieur
2955 | CQUA0052_Micromètre d'extérieur | Micromètre d'extérieur | CQUA0052 |  | No |  |  | V.LOPATA / O.CASTEL | V.LOPATA / O.CASTEL | METROLOGIE / QUA / LE SERVICE |  |  | V.LOPATA / O.CASTEL | No | [20 empty] | Conform | 1 - Product quality and specific measurement equipment | 02/06/2023 00:00:00 |  |  | Dimensionnel | 25 - 50 | Respect de la norme détalonnage | [9 empty] | FALSE |  | Micromètre d'extérieur |  |  | 02/06/2021 00:00:00 |  | 744
2956 | CQUA0053_Broche à bout plan | Broche à bout plan | CQUA0053 |  | No |  |  | V.LOPATA / O.CASTEL | V.LOPATA / O.CASTEL | METROLOGIE / QUA / LE SERVICE |  |  | V.LOPATA / O.CASTEL | No | [20 empty] | No calibration status | 1 - Product quality and specific measurement equipment |  |  |  | Dimensionnel | 0/+25 mm | Respect de la norme détalonnage | [9 empty] | FALSE |  | Broche à bout plan
2957 | CQUA0054_Micromètre d'extérieur | Micromètre d'extérieur | CQUA0054 |  | No |  |  | V.LOPATA / O.CASTEL | V.LOPATA / O.CASTEL | METROLOGIE / QUA / LE SERVICE |  |  | V.LOPATA / O.CASTEL | No | [15 empty] | 31396/09 | [5 empty] | 1 - Product quality and specific measurement equipment |  |  |  | Dimensionnel | 100-125 | Respect de la norme détalonnage | [9 empty] | FALSE |  | Micromètre d'extérieur |  |  | 14/12/2017 00:00:00 |  | 744
2958 | CQUA0055_Micromètre d'intérieur à 3 touches | Micromètre d'intérieur à 3 touches | CQUA0055 |  | No |  |  | V.LOPATA / O.CASTEL | V.LOPATA / O.CASTEL | METROLOGIE / QUA / LE SERVICE |  |  | V.LOPATA / O.CASTEL | No | [20 empty] | No calibration status | 3 - Not affecting quality equipment |  |  |  | Dimensionnel | Moyen dapproche 75 - 100 int. | / | [9 empty] | FALSE |  | Micromètre d'intérieur à 3 touches |  |  | 30/04/2013 00:00:00 |  | 1860
2959 | CQUA0056_Micromètre d'intérieur à 3 touches | Micromètre d'intérieur à 3 touches | CQUA0056 |  | No |  |  | V.LOPATA / O.CASTEL | V.LOPATA / O.CASTEL | METROLOGIE / QUA / LE SERVICE |  |  | V.LOPATA / O.CASTEL | No | [20 empty] | No calibration status | 3 - Not affecting quality equipment |  |  |  | Dimensionnel | Moyen dapproche 5 - 30 int. | / | [9 empty] | FALSE |  | Micromètre d'intérieur à 3 touches |  |  | 30/04/2013 00:00:00 |  | 1860
2960 | CQUA0057_Mesureur d'épaisseur | Mesureur d'épaisseur | CQUA0057 |  | No |  |  | V.LOPATA / O.CASTEL | V.LOPATA / O.CASTEL | METROLOGIE / QUA / Armoire |  |  | V.LOPATA / O.CASTEL | No | [20 empty] | Conform | 1 - Product quality and specific measurement equipment | 24/08/2023 00:00:00 |  |  | Dimensionnel | 0/+10 mm | Respect de la norme détalonnage | [9 empty] | FALSE |  | Mesureur d'épaisseur |  |  | 24/08/2021 00:00:00 |  | 744
2961 | CQUA0058_Mesureur d'épaisseur | Mesureur d'épaisseur | CQUA0058 |  | No |  |  | V.LOPATA / O.CASTEL | V.LOPATA / O.CASTEL | METROLOGIE / QUA / LE SERVICE |  |  | V.LOPATA / O.CASTEL | No | [14 empty] | STANDARD A CADRAN | [5 empty] | Non-conforme | 1 - Product quality and specific measurement equipment |  |  |  | Dimensionnel | 0/+20 mm | Respect de la norme détalonnage | [9 empty] | FALSE |  | Mesureur d'épaisseur |  |  | 14/12/2017 00:00:00 |  | 744
2962 | CQUA0059_Mesureur d'épaisseur | Mesureur d'épaisseur | CQUA0059 |  | No |  |  | V.LOPATA / O.CASTEL | V.LOPATA / O.CASTEL | METROLOGIE / QUA / LE SERVICE |  |  | V.LOPATA / O.CASTEL | No | [20 empty] | Non-conforme | 1 - Product quality and specific measurement equipment |  |  |  | Dimensionnel | 0/+10 mm | Respect de la norme détalonnage | [9 empty] | FALSE |  | Mesureur d'épaisseur |  |  | 02/04/2015 00:00:00 |  | 744
2963 | CQUA0060_Mesureur d'épaisseur | Mesureur d'épaisseur | CQUA0060 |  | No |  |  | V.LOPATA / O.CASTEL | V.LOPATA / O.CASTEL | METROLOGIE / QUA / O. Castel |  |  | V.LOPATA / O.CASTEL | No | [20 empty] | No calibration status | 3 - Not affecting quality equipment |  |  |  | Dimensionnel | 0/+10 mm | Respect de la norme détalonnage | [9 empty] | FALSE |  | Mesureur d'épaisseur
2964 | CQUA0061_Mesureur d'épaisseur | Mesureur d'épaisseur | CQUA0061 |  | No |  |  | V.LOPATA / O.CASTEL | V.LOPATA / O.CASTEL | METROLOGIE / QUA / LE SERVICE |  |  | V.LOPATA / O.CASTEL | No | [20 empty] | Non-conforme | 1 - Product quality and specific measurement equipment |  |  |  | Dimensionnel | 0/+20 mm | Respect de la norme détalonnage | [9 empty] | FALSE |  | Mesureur d'épaisseur |  |  | 13/06/2017 00:00:00 |  | 744
2965 | CQUA0062_Mesureur d'épaisseur | Mesureur d'épaisseur | CQUA0062 |  | No |  |  | V.LOPATA / O.CASTEL | V.LOPATA / O.CASTEL | METROLOGIE / QUA / LE SERVICE |  |  | V.LOPATA / O.CASTEL | No | [14 empty] | standard a cadran | 22 |  |  |  |  | Conforme | 1 - Product quality and specific measurement equipment |  |  |  | Dimensionnel | 0/+20 mm | Respect de la norme détalonnage | [9 empty] | FALSE |  | Mesureur d'épaisseur |  |  | 14/12/2017 00:00:00 |  | 744
2966 | CQUA0063_Mesureur d'épaisseur | Mesureur d'épaisseur | CQUA0063 |  | No |  |  | V.LOPATA / O.CASTEL | V.LOPATA / O.CASTEL | METROLOGIE / QUA / B. Baudoux |  |  | V.LOPATA / O.CASTEL | No | [20 empty] | No calibration status | 3 - Not affecting quality equipment |  |  |  | Dimensionnel | / | / | [9 empty] | FALSE |  | Mesureur d'épaisseur
2967 | CQUA0064_Mesureur d'épaisseur | Mesureur d'épaisseur | CQUA0064 |  | No |  |  | V.LOPATA / O.CASTEL | V.LOPATA / O.CASTEL | METROLOGIE / QUA / JP. Amiard |  |  | V.LOPATA / O.CASTEL | No | [20 empty] | No calibration status | 3 - Not affecting quality equipment |  |  |  | Dimensionnel | 0/+10 mm | Respect de la norme détalonnage | [9 empty] | FALSE |  | Mesureur d'épaisseur
2968 | CQUA0065_Mesureur d'épaisseur | Mesureur d'épaisseur | CQUA0065 |  | No |  |  | V.LOPATA / O.CASTEL | V.LOPATA / O.CASTEL | METROLOGIE / QUA / Armoire |  |  | V.LOPATA / O.CASTEL | No | [14 empty] | a bouts spérifique | 131652 |  |  |  |  | Non-conforme | 1 - Product quality and specific measurement equipment |  |  |  | Dimensionnel | 0/+10 mm | Respect de la norme détalonnage | [9 empty] | FALSE |  | Mesureur d'épaisseur
2969 | CQUA0066_Mesureur d'épaisseur | Mesureur d'épaisseur | CQUA0066 |  | No |  |  | V.LOPATA / O.CASTEL | V.LOPATA / O.CASTEL | METROLOGIE / QUA / Sommeil |  |  | V.LOPATA / O.CASTEL | No | [20 empty] | Out of date | 3 - Not affecting quality equipment | 14/06/2019 00:00:00 |  |  | Dimensionnel | 0/+10 mm | Respect de la norme détalonnage | [9 empty] | FALSE |  | Mesureur d'épaisseur |  |  | 14/06/2017 00:00:00 |  | 744
2970 | CQUA0067_Mesureur d'épaisseur | Mesureur d'épaisseur | CQUA0067 |  | No |  |  | V.LOPATA / O.CASTEL | V.LOPATA / O.CASTEL | METROLOGIE / QUA / Le service |  |  | V.LOPATA / O.CASTEL | No | [20 empty] | No calibration status | 1 - Product quality and specific measurement equipment |  |  |  | Dimensionnel | [11 empty] | FALSE |  | Mesureur d'épaisseur
2971 | CQUA0068_Mesureur d'épaisseur | Mesureur d'épaisseur | CQUA0068 |  | No |  |  | V.LOPATA / O.CASTEL | V.LOPATA / O.CASTEL | METROLOGIE / QUA / O. Castel |  |  | V.LOPATA / O.CASTEL | No | [20 empty] | Conform | 1 - Product quality and specific measurement equipment | 24/08/2023 14:06:23 |  |  | Dimensionnel | 0/+20 mm | ± 0,1 mm | [9 empty] | FALSE |  | Mesureur d'épaisseur |  |  | 24/08/2021 14:06:23 |  | 744
2972 | CQUA0069_Mesureur d'épaisseur | Mesureur d'épaisseur | CQUA0069 |  | No |  |  | V.LOPATA / O.CASTEL | V.LOPATA / O.CASTEL | METROLOGIE / QUA / Le service |  |  | V.LOPATA / O.CASTEL | No | [21 empty] | 1 - Product quality and specific measurement equipment |  |  |  | Dimensionnel | [11 empty] | FALSE |  | Mesureur d'épaisseur
2973 | CQUA0070_Mesureur d'épaisseur | Mesureur d'épaisseur | CQUA0070 |  | No |  |  | V.LOPATA / O.CASTEL | V.LOPATA / O.CASTEL | METROLOGIE / QUA / B. Baudoux |  |  | V.LOPATA / O.CASTEL | No | [21 empty] | 1 - Product quality and specific measurement equipment |  |  |  | Dimensionnel | [11 empty] | FALSE |  | Mesureur d'épaisseur
2974 | CQUA0071_Mesureur d'épaisseur | Mesureur d'épaisseur | CQUA0071 |  | No |  |  | V.LOPATA / O.CASTEL | V.LOPATA / O.CASTEL | METROLOGIE / QUA / A. Pellegrinelli |  |  | V.LOPATA / O.CASTEL | No | [14 empty] | a bouts spérifique | AB45F100 |  |  |  |  | Conform | 1 - Product quality and specific measurement equipment | 23/02/2024 00:00:00 |  |  | Dimensionnel | 0/+10 mm | Respect de la norme détalonnage | [9 empty] | FALSE |  | Mesureur d'épaisseur |  |  | 23/02/2022 00:00:00 |  | 744
2975 | CQUA0072_Mesureur d'épaisseur | Mesureur d'épaisseur | CQUA0072 |  | No |  |  | V.LOPATA / O.CASTEL | V.LOPATA / O.CASTEL | METROLOGIE / QUA / V. Lopata |  |  | V.LOPATA / O.CASTEL | No | [14 empty] | à bout spécifique | DC02M027 |  |  |  |  | Conform | 1 - Product quality and specific measurement equipment | 07/04/2023 00:00:00 |  |  | Dimensionnel | 0/+10 mm | Respect de la norme détalonnage | [9 empty] | FALSE |  | Mesureur d'épaisseur |  |  | 07/04/2021 00:00:00 |  | 744
2976 | CQUA0073_Mesureur d'épaisseur | Mesureur d'épaisseur | CQUA0073 |  | No |  |  | V.LOPATA / O.CASTEL | V.LOPATA / O.CASTEL | METROLOGIE / QUA / V. Lopata |  |  | V.LOPATA / O.CASTEL | No | [14 empty] | 209-843 | 121612 |  |  |  |  | Non-conforme | 1 - Product quality and specific measurement equipment |  |  |  | Dimensionnel | 0/+10 mm | Respect de la norme détalonnage | [9 empty] | FALSE |  | Mesureur d'épaisseur
2977 | CQUA0074_Mesureur d'épaisseur | Mesureur d'épaisseur | CQUA0074 |  | No |  |  | V.LOPATA / O.CASTEL | V.LOPATA / O.CASTEL | METROLOGIE / QUA / D. Bonnerot |  |  | V.LOPATA / O.CASTEL | No | [14 empty] | 209-843 | 151762 |  |  |  |  | Conform | 1 - Product quality and specific measurement equipment | 23/02/2024 00:00:00 |  |  | Dimensionnel | 0/+10 mm | Respect de la norme détalonnage | [9 empty] | FALSE |  | Mesureur d'épaisseur |  |  | 23/02/2021 00:00:00 |  | 1116
2978 | CQUA0075_Mesureur d'épaisseur | Mesureur d'épaisseur | CQUA0075 |  | No |  |  | V.LOPATA / O.CASTEL | V.LOPATA / O.CASTEL | METROLOGIE / QUA / B. Baudoux |  |  | V.LOPATA / O.CASTEL | No | [14 empty] | 209-601 | [5 empty] | No calibration status | 3 - Not affecting quality equipment |  |  |  | Dimensionnel | 0/+20 mm | Respect de la norme détalonnage | [9 empty] | FALSE |  | Mesureur d'épaisseur
2979 | CQUA0076_Comparateur à tige rentrante | Comparateur à tige rentrante | CQUA0076 |  | No |  |  | V.LOPATA / O.CASTEL | V.LOPATA / O.CASTEL | METROLOGIE / QUA / LE SERVICE |  |  | V.LOPATA / O.CASTEL | No | [20 empty] | Conform | 3 - Not affecting quality equipment |  |  |  | Dimensionnel | 0/+10 mm | Respect de la norme détalonnage | [9 empty] | FALSE |  | Comparateur à tige rentrante |  |  | 03/01/2017 00:00:00 |  | 372
2980 | CQUA0077_Comparateur à tige rentrante | Comparateur à tige rentrante | CQUA0077 |  | No |  |  | V.LOPATA / O.CASTEL | V.LOPATA / O.CASTEL | METROLOGIE / QUA / LE SERVICE |  |  | V.LOPATA / O.CASTEL | No | [20 empty] | Conform | 3 - Not affecting quality equipment |  |  |  | Dimensionnel | 0/+20 mm | Respect de la norme détalonnage | [9 empty] | FALSE |  | Comparateur à tige rentrante |  |  | 03/01/2017 00:00:00 |  | 372
2981 | CQUA0078_Comparateur à tige rentrante | Comparateur à tige rentrante | CQUA0078 |  | No |  |  | V.LOPATA / O.CASTEL | V.LOPATA / O.CASTEL | METROLOGIE / QUA / LE SERVICE |  |  | V.LOPATA / O.CASTEL | No | [20 empty] | Conform | 3 - Not affecting quality equipment |  |  |  | Dimensionnel | 0/+10 mm | Respect de la norme détalonnage | [9 empty] | FALSE |  | Comparateur à tige rentrante |  |  | 03/01/2017 00:00:00 |  | 372
2982 | CQUA0079_Comparateur à tige rentrante | Comparateur à tige rentrante | CQUA0079 |  | No |  |  | V.LOPATA / O.CASTEL | V.LOPATA / O.CASTEL | METROLOGIE / QUA / LE SERVICE |  |  | V.LOPATA / O.CASTEL | No | [20 empty] | Conform | 1 - Product quality and specific measurement equipment |  |  |  | Dimensionnel | 0/+50 mm | Respect de la norme détalonnage | [9 empty] | FALSE |  | Comparateur à tige rentrante |  |  | 19/04/2017 00:00:00 |  | 744
2983 | CQUA0081_Comparateur à tige rentrante | Comparateur à tige rentrante | CQUA0081 |  | No |  |  | V.LOPATA / O.CASTEL | V.LOPATA / O.CASTEL | METROLOGIE / QUA / LE SERVICE |  |  | V.LOPATA / O.CASTEL | No | [20 empty] | Non-conforme | 1 - Product quality and specific measurement equipment |  |  |  | Dimensionnel | 0/+10 mm | Respect de la norme détalonnage | [9 empty] | FALSE |  | Comparateur à tige rentrante |  |  | 25/11/2015 00:00:00 |  | 744
2984 | CQUA0082_Comparateur à tige rentrante | Comparateur à tige rentrante | CQUA0082 |  | No |  |  | V.LOPATA / O.CASTEL | V.LOPATA / O.CASTEL | METROLOGIE / QUA / LE SERVICE |  |  | V.LOPATA / O.CASTEL | No | [20 empty] | Conform | 1 - Product quality and specific measurement equipment |  |  |  | Dimensionnel | 0/+25 mm | Respect de la norme détalonnage | [9 empty] | FALSE |  | Comparateur à tige rentrante |  |  | 03/01/2017 00:00:00 |  | 372
2985 | CQUA0083_Comparateur à tige rentrante | Comparateur à tige rentrante | CQUA0083 |  | No |  |  | V.LOPATA / O.CASTEL | V.LOPATA / O.CASTEL | METROLOGIE / QUA / A. Letupe |  |  | V.LOPATA / O.CASTEL | No | [21 empty] | 1 - Product quality and specific measurement equipment |  |  |  | Dimensionnel | 0/+12 mm | Respect de la norme détalonnage | [9 empty] | FALSE |  | Comparateur à tige rentrante
2986 | CQUA0084_Comparateur à tige rentrante | Comparateur à tige rentrante | CQUA0084 |  | No |  |  | V.LOPATA / O.CASTEL | V.LOPATA / O.CASTEL | METROLOGIE / QUA / LE SERVICE |  |  | V.LOPATA / O.CASTEL | No | [20 empty] | Non-conforme | 1 - Product quality and specific measurement equipment |  |  |  | Dimensionnel | 0/+12,7 mm | Respect de la norme détalonnage | [9 empty] | FALSE |  | Comparateur à tige rentrante
2987 | CQUA0085_Comparateur à tige rentrante | Comparateur à tige rentrante | CQUA0085 |  | No |  |  | V.LOPATA / O.CASTEL | V.LOPATA / O.CASTEL | METROLOGIE / QUA / LE SERVICE |  |  | V.LOPATA / O.CASTEL | No | [20 empty] | Non-conforme | 1 - Product quality and specific measurement equipment |  |  |  | Dimensionnel | 0/+12,7 mm | Respect de la norme détalonnage | [9 empty] | FALSE |  | Comparateur à tige rentrante
2988 | CQUA0086_Comparateur à tige rentrante | Comparateur à tige rentrante | CQUA0086 |  | No |  |  | V.LOPATA / O.CASTEL | V.LOPATA / O.CASTEL | METROLOGIE / QUA / LE SERVICE |  |  | V.LOPATA / O.CASTEL | No | [20 empty] | No calibration status | 1 - Product quality and specific measurement equipment |  |  |  | Dimensionnel | 12,7 mm | Respect de la norme détalonnage | [9 empty] | FALSE |  | Comparateur à tige rentrante
2989 | CQUA0087_Comparateur à tige rentrante | Comparateur à tige rentrante | CQUA0087 |  | No |  |  | V.LOPATA / O.CASTEL | V.LOPATA / O.CASTEL | METROLOGIE / QUA / LE SERVICE |  |  | V.LOPATA / O.CASTEL | No | [20 empty] | No calibration status | 1 - Product quality and specific measurement equipment |  |  |  | Dimensionnel | 12,7 mm | Respect de la norme détalonnage | [9 empty] | FALSE |  | Comparateur à tige rentrante
2990 | CQUA0088_Comparateur à tige rentrante | Comparateur à tige rentrante | CQUA0088 |  | No |  |  | V.LOPATA / O.CASTEL | V.LOPATA / O.CASTEL | METROLOGIE / QUA / LE SERVICE |  |  | V.LOPATA / O.CASTEL | No | [20 empty] | Non-conforme | 1 - Product quality and specific measurement equipment |  |  |  | Dimensionnel | 12,7 mm | Respect de la norme détalonnage | [9 empty] | FALSE |  | Comparateur à tige rentrante
2991 | CQUA0089_Comparateur à tige rentrante | Comparateur à tige rentrante | CQUA0089 |  | No |  |  | V.LOPATA / O.CASTEL | V.LOPATA / O.CASTEL | METROLOGIE / QUA / LE SERVICE |  |  | V.LOPATA / O.CASTEL | No | [20 empty] | Conform | 1 - Product quality and specific measurement equipment | 23/02/2024 00:00:00 |  |  | Dimensionnel | 12,7 mm | Respect de la norme détalonnage | [9 empty] | FALSE |  | Comparateur à tige rentrante |  |  | 23/02/2022 00:00:00 |  | 744
2992 | CQUA0090_Comparateur à tige rentrante | Comparateur à tige rentrante | CQUA0090 |  | No |  |  | V.LOPATA / O.CASTEL | V.LOPATA / O.CASTEL | METROLOGIE / QUA / LE SERVICE |  |  | V.LOPATA / O.CASTEL | No | [20 empty] | Conform | 1 - Product quality and specific measurement equipment | 03/06/2023 00:00:00 |  |  | Dimensionnel | 12,7 mm | Respect de la norme détalonnage | [9 empty] | FALSE |  | Comparateur à tige rentrante |  |  | 03/06/2021 00:00:00 |  | 744
2993 | CQUA0091_Comparateur à tige rentrante | Comparateur à tige rentrante | CQUA0091 |  | No |  |  | V.LOPATA / O.CASTEL | V.LOPATA / O.CASTEL | METROLOGIE / QUA / A. Letupe |  |  | V.LOPATA / O.CASTEL | No | [15 empty] | 1363 |  |  |  |  | Conform | 1 - Product quality and specific measurement equipment | 23/02/2024 00:00:00 |  |  | Dimensionnel | 0/+12,7 mm | Respect de la norme détalonnage | [9 empty] | FALSE |  | Comparateur à tige rentrante |  |  | 23/02/2022 00:00:00 |  | 744
2994 | CQUA0092_Jauge de profondeur | Jauge de profondeur | CQUA0092 |  | No |  |  | V.LOPATA / O.CASTEL | V.LOPATA / O.CASTEL | METROLOGIE / QUA / Armoire |  |  | V.LOPATA / O.CASTEL | No | [20 empty] | Conform | 1 - Product quality and specific measurement equipment | 02/06/2023 00:00:00 |  |  | Dimensionnel | 0/+300 mm | Respect de la norme détalonnage | [9 empty] | FALSE |  | Jauge de profondeur |  |  | 02/06/2021 00:00:00 |  | 744
2995 | CQUA0093_Jauge de profondeur | Jauge de profondeur | CQUA0093 |  | No |  |  | V.LOPATA / O.CASTEL | V.LOPATA / O.CASTEL | METROLOGIE / QUA / O. Castel |  |  | V.LOPATA / O.CASTEL | No | [15 empty] | 225 |  |  |  |  | Conform | 1 - Product quality and specific measurement equipment |  |  |  | Dimensionnel | 0/+300 mm | Respect de la norme détalonnage | [9 empty] | FALSE |  | Jauge de profondeur |  |  | 23/07/2020 09:59:53 |  | 744
2996 | CQUA0094_Jauge de profondeur | Jauge de profondeur | CQUA0094 |  | No |  |  | V.LOPATA / O.CASTEL | V.LOPATA / O.CASTEL | METROLOGIE / QUA / Le service |  |  | V.LOPATA / O.CASTEL | No | [15 empty] | 7007423 |  |  |  |  | Conform | 1 - Product quality and specific measurement equipment |  |  |  | Dimensionnel | 0/+300 mm | Respect de la norme détalonnage | [9 empty] | FALSE |  | Jauge de profondeur |  |  | 25/04/2018 00:00:00 |  | 744
2997 | CQUA0095_Jauge de profondeur | Jauge de profondeur | CQUA0095 |  | No |  |  | V.LOPATA / O.CASTEL | V.LOPATA / O.CASTEL | METROLOGIE / QUA / LE SERVICE |  |  | V.LOPATA / O.CASTEL | No | [20 empty] | Non-conforme | 1 - Product quality and specific measurement equipment |  |  |  | Dimensionnel | 0/+300 mm | Respect de la norme détalonnage | [9 empty] | FALSE |  | Jauge de profondeur |  |  | 25/11/2015 00:00:00 |  | 744
2998 | CQUA0096_Jauge de profondeur | Jauge de profondeur | CQUA0096 |  | No |  |  | V.LOPATA / O.CASTEL | V.LOPATA / O.CASTEL | METROLOGIE / QUA / LE SERVICE |  |  | V.LOPATA / O.CASTEL | No | [15 empty] | 11370 |  |  |  |  | Conform | 1 - Product quality and specific measurement equipment | 02/06/2023 00:00:00 |  |  | Dimensionnel | 0/+300 mm | Respect de la norme détalonnage | [9 empty] | FALSE |  | Jauge de profondeur |  |  | 02/06/2021 00:00:00 |  | 744
2999 | CQUA0097_Jauge de profondeur | Jauge de profondeur | CQUA0097 |  | No |  |  | V.LOPATA / O.CASTEL | V.LOPATA / O.CASTEL | METROLOGIE / QUA / PRET IVC |  |  | V.LOPATA / O.CASTEL | No | [20 empty] | Conform | 1 - Product quality and specific measurement equipment | 09/08/2024 00:00:00 |  |  | Dimensionnel | 0/+300 mm | Respect de la norme détalonnage | [9 empty] | FALSE |  | Jauge de profondeur |  |  | 09/08/2022 00:00:00 |  | 744
3000 | CQUA0098_Jauge de profondeur | Jauge de profondeur | CQUA0098 |  | No |  |  | V.LOPATA / O.CASTEL | V.LOPATA / O.CASTEL | METROLOGIE / QUA / M. Pereira |  |  | V.LOPATA / O.CASTEL | No | [20 empty] | Conform | 1 - Product quality and specific measurement equipment | 15/09/2023 08:56:27 |  |  | Dimensionnel | 0/+300 mm | Respect de la norme détalonnage | [9 empty] | FALSE |  | Jauge de profondeur |  |  | 15/09/2021 08:56:27 |  | 744
3001 | CQUA0099_Jauge de profondeur | Jauge de profondeur | CQUA0099 |  | No |  |  | V.LOPATA / O.CASTEL | V.LOPATA / O.CASTEL | METROLOGIE / QUA / LE SERVICE |  |  | V.LOPATA / O.CASTEL | No | [21 empty] | 1 - Product quality and specific measurement equipment |  |  |  | Dimensionnel | 0/+350 mm | Respect de la norme détalonnage | [9 empty] | FALSE |  | Jauge de profondeur |  |  | 14/12/2017 00:00:00 |  | 744
3002 | CQUA0100_Jauge de profondeur | Jauge de profondeur | CQUA0100 |  | No |  |  | V.LOPATA / O.CASTEL | V.LOPATA / O.CASTEL | METROLOGIE / QUA / LE SERVICE |  |  | V.LOPATA / O.CASTEL | No | [20 empty] | Conform | 1 - Product quality and specific measurement equipment |  |  |  | Dimensionnel | 0/+300 mm | Respect de la norme détalonnage | [9 empty] | FALSE |  | Jauge de profondeur |  |  | 02/01/2018 00:00:00 |  | 744
3003 | CQUA0101_Jauge de profondeur | Jauge de profondeur | CQUA0101 |  | No |  |  | V.LOPATA / O.CASTEL | V.LOPATA / O.CASTEL | METROLOGIE / QUA / LE SERVICE |  |  | V.LOPATA / O.CASTEL | No | [15 empty] | 19049 |  |  |  |  | Conform | 1 - Product quality and specific measurement equipment |  |  |  | Dimensionnel | 0/+300 mm | Respect de la norme détalonnage | [9 empty] | FALSE |  | Jauge de profondeur |  |  | 02/01/2018 00:00:00 |  | 744
3004 | CQUA0102_Jauge de profondeur | Jauge de profondeur | CQUA0102 |  | No |  |  | V.LOPATA / O.CASTEL | V.LOPATA / O.CASTEL | METROLOGIE / QUA / LE SERVICE |  |  | V.LOPATA / O.CASTEL | No | [20 empty] | Conform | 1 - Product quality and specific measurement equipment |  |  |  | Dimensionnel | 0/+250 mm | Respect de la norme détalonnage | [9 empty] | FALSE |  | Jauge de profondeur |  |  | 14/12/2017 00:00:00 |  | 744
3005 | CQUA0103_Jauge de profondeur | Jauge de profondeur | CQUA0103 |  | No |  |  | V.LOPATA / O.CASTEL | V.LOPATA / O.CASTEL | METROLOGIE / QUA / LE SERVICE |  |  | V.LOPATA / O.CASTEL | No | [20 empty] | Conform | 1 - Product quality and specific measurement equipment |  |  |  | Dimensionnel | 0/+250 mm | Respect de la norme détalonnage | [9 empty] | FALSE |  | Jauge de profondeur |  |  | 14/12/2017 00:00:00 |  | 744
3006 | CQUA0105_Jauge de profondeur | Jauge de profondeur | CQUA0105 |  | No |  |  | V.LOPATA / O.CASTEL | V.LOPATA / O.CASTEL | METROLOGIE / QUA / D. Bonnerot |  |  | V.LOPATA / O.CASTEL | No | [20 empty] | Conform | 1 - Product quality and specific measurement equipment | 23/02/2024 14:21:15 |  |  | Dimensionnel | 0/+300 mm | Respect de la norme détalonnage | [9 empty] | FALSE |  | Jauge de profondeur |  |  | 23/02/2022 14:21:15 |  | 744
3007 | CQUA0106_Jauge de profondeur | Jauge de profondeur | CQUA0106 |  | No |  |  | V.LOPATA / O.CASTEL | V.LOPATA / O.CASTEL | METROLOGIE / QUA / LE SERVICE |  |  | V.LOPATA / O.CASTEL | No | [21 empty] | 1 - Product quality and specific measurement equipment |  |  |  | Dimensionnel | / | / | [9 empty] | FALSE |  | Jauge de profondeur
3008 | CQUA0107_Cale étalon | Cale étalon | CQUA0107 |  | No |  |  | V.LOPATA / O.CASTEL | V.LOPATA / O.CASTEL | METROLOGIE / QUA / LE SERVICE |  |  | V.LOPATA / O.CASTEL | No | [20 empty] | Conform | 1 - Product quality and specific measurement equipment | 06/04/2027 00:00:00 |  |  | Dimensionnel | 47 cales classe 2 | Respect de la norme détalonnage | [9 empty] | FALSE |  | Cale étalon |  |  | 06/04/2021 00:00:00 |  | 2232
3009 | CQUA0108_Profil projector | Profil projector | CQUA0108 |  | No |  |  | R.GRIMEAU | R.GRIMEAU | LABORATOIRE DEVELOPPEMENT / MET |  |  | R.GRIMEAU | No | [15 empty] | 90134 |  |  |  |  | Conform | 1 - Product quality and specific measurement equipment | 01/06/2023 11:46:42 |  |  | Dimensionnel | X50 mm / Y50 mm / Angle: 0/30° | X,Y : ±10 µm ; Angle : ±0,1° | [9 empty] | FALSE |  | Profil projector |  |  | 01/06/2021 11:46:42 |  | 744
3010 | CQUA0109_Bras de mesure 3D | Bras de mesure 3D | CQUA0109 |  | No |  |  | V.LOPATA / O.CASTEL | V.LOPATA / O.CASTEL | METROLOGIE / QUA / LE SERVICE |  |  | V.LOPATA / O.CASTEL | No | [15 empty] | S 08 02 99 01507 | [5 empty] | 3 - Not affecting quality equipment |  |  |  | Dimensionnel | 2400 | Respect de la norme détalonnage | [9 empty] | FALSE |  | Bras de mesure 3D
3011 | CQUA0110_Bras de mesure 3D | Bras de mesure 3D | CQUA0110 |  | No |  |  | V.LOPATA / O.CASTEL | V.LOPATA / O.CASTEL | METROLOGIE / QUA / prison mérologie |  |  | V.LOPATA / O.CASTEL | No | [21 empty] | 1 - Product quality and specific measurement equipment |  |  |  | Dimensionnel | [11 empty] | FALSE |  | Bras de mesure 3D
3012 | CQUA0111_Bras de mesure 3D | Bras de mesure 3D | CQUA0111 |  | No |  |  | V.LOPATA / O.CASTEL | V.LOPATA / O.CASTEL | METROLOGIE / QUA / B. Baudoux |  |  | V.LOPATA / O.CASTEL | No | [21 empty] | 1 - Product quality and specific measurement equipment |  |  |  | Dimensionnel | [11 empty] | FALSE |  | Bras de mesure 3D
3013 | CQUA0112_Bras de mesure 3D | Bras de mesure 3D | CQUA0112 |  | No |  |  | V.LOPATA / O.CASTEL | V.LOPATA / O.CASTEL | METROLOGIE / QUA / LE SERVICE |  |  | V.LOPATA / O.CASTEL | No | [15 empty] | S08-02-00-01715 | [5 empty] | 3 - Not affecting quality equipment |  |  |  | Dimensionnel | 2400 | Respect de la norme détalonnage | [9 empty] | FALSE |  | Bras de mesure 3D
3014 | CQUA0113_Bras de mesure 3D | Bras de mesure 3D | CQUA0113 |  | No |  |  | V.LOPATA / O.CASTEL | V.LOPATA / O.CASTEL | METROLOGIE / QUA / LE SERVICE |  |  | V.LOPATA / O.CASTEL | No | [15 empty] | S08 02 01 01614 | [5 empty] | 3 - Not affecting quality equipment |  |  |  | Dimensionnel | 2400 | Respect de la norme détalonnage | [9 empty] | FALSE |  | Bras de mesure 3D
3015 | CQUA0114_Bras de mesure 3D | Bras de mesure 3D | CQUA0114 |  | No |  |  | V.LOPATA / O.CASTEL | V.LOPATA / O.CASTEL | METROLOGIE / QUA / LE SERVICE |  |  | V.LOPATA / O.CASTEL | No | [15 empty] | S 08 02 01 01615 | [5 empty] | 3 - Not affecting quality equipment |  |  |  | Dimensionnel | 2400 | Respect de la norme détalonnage | [9 empty] | FALSE |  | Bras de mesure 3D
3016 | CQUA0115_Bras de mesure 3D | Bras de mesure 3D | CQUA0115 |  | No |  |  | V.LOPATA / O.CASTEL | V.LOPATA / O.CASTEL | METROLOGIE / QUA / LE SERVICE |  |  | V.LOPATA / O.CASTEL | No | [15 empty] | 141 | [5 empty] | 1 - Product quality and specific measurement equipment |  |  |  | Dimensionnel | CIMCORE 3.00 m | Respect de la norme détalonnage | [9 empty] | FALSE |  | Bras de mesure 3D
3017 | CQUA0116_Règle graduée | Règle graduée | CQUA0116 |  | No |  |  | V.LOPATA / O.CASTEL | V.LOPATA / O.CASTEL | METROLOGIE / QUA / LE SERVICE |  |  | V.LOPATA / O.CASTEL | No | [15 empty] | 141 | [5 empty] | 1 - Product quality and specific measurement equipment |  |  |  | Dimensionnel | 1036 mm | Respect de la norme détalonnage | [9 empty] | FALSE |  | Règle graduée
3018 | CQUA0117_Bras de mesure 3D | Bras de mesure 3D | CQUA0117 |  | No |  |  | V.LOPATA / O.CASTEL | V.LOPATA / O.CASTEL | METROLOGIE / QUA / Le service |  |  | V.LOPATA / O.CASTEL | No | [15 empty] | P10 05 07 23729 |  |  |  |  | Out of date | 1 - Product quality and specific measurement equipment | 09/11/2022 00:00:00 |  |  | Dimensionnel | 3000 | Respect de la norme détalonnage | [9 empty] | FALSE |  | Bras de mesure 3D |  |  | 09/11/2021 00:00:00 |  | 372
3019 | CQUA0118_Bras de mesure 3D | Bras de mesure 3D | CQUA0118 |  | No |  |  | V.LOPATA / O.CASTEL | V.LOPATA / O.CASTEL | METROLOGIE / QUA / O. Castel |  |  | V.LOPATA / O.CASTEL | No | [15 empty] | P10 05 08 24581 |  |  |  |  | Out of date | 1 - Product quality and specific measurement equipment | 07/10/2022 00:00:00 |  |  | Dimensionnel | 2400 | Respect de la norme détalonnage | [9 empty] | FALSE |  | Bras de mesure 3D |  |  | 07/10/2021 00:00:00 |  | 372
3020 | CQUA0119_Bras de mesure 3D | Bras de mesure 3D | CQUA0119 |  | No |  |  | V.LOPATA / O.CASTEL | V.LOPATA / O.CASTEL | METROLOGIE / QUA / Le service |  |  | V.LOPATA / O.CASTEL | No | [15 empty] | P12 05 08 24490 |  |  |  |  | Out of date | 1 - Product quality and specific measurement equipment | 22/09/2022 00:00:00 |  |  | Dimensionnel | 2400 | Respect de la norme détalonnage | [9 empty] | FALSE |  | Bras de mesure 3D |  |  | 22/09/2021 00:00:00 |  | 372
3021 | CQUA0120_Bras de mesure 3D | Bras de mesure 3D | CQUA0120 |  | No |  |  | V.LOPATA / O.CASTEL | V.LOPATA / O.CASTEL | METROLOGIE / QUA / LE SERVICE |  |  | V.LOPATA / O.CASTEL | No | [15 empty] | P 10 05 11 26643 | [5 empty] | 1 - Product quality and specific measurement equipment |  |  |  | Dimensionnel | 2400 | Respect de la norme détalonnage | [9 empty] | FALSE |  | Bras de mesure 3D
3022 | CQUA0121_Bras de mesure 3D | Bras de mesure 3D | CQUA0121 |  | No |  |  | V.LOPATA / O.CASTEL | V.LOPATA / O.CASTEL | METROLOGIE / QUA / LE SERVICE |  |  | V.LOPATA / O.CASTEL | No | [15 empty] | P10051126641 |  |  |  |  | Conform | 1 - Product quality and specific measurement equipment |  |  |  | Dimensionnel | 2400 | Respect de la norme détalonnage | [9 empty] | FALSE |  | Bras de mesure 3D |  |  | 13/07/2020 11:41:50 |  | 372
3023 | CQUA0122_Bras de mesure 3D | Bras de mesure 3D | CQUA0122 |  | No |  |  | V.LOPATA / O.CASTEL | V.LOPATA / O.CASTEL | METROLOGIE / QUA / LE SERVICE |  |  | V.LOPATA / O.CASTEL | No | [15 empty] | P10020420278 |  |  |  |  | Out of date | 1 - Product quality and specific measurement equipment | 24/11/2022 00:00:00 |  |  | Dimensionnel | 2400 | Respect de la norme détalonnage | [9 empty] | FALSE |  | Bras de mesure 3D |  |  | 24/11/2021 00:00:00 |  | 372
3024 | CQUA0123_Bras de mesure 3D | Bras de mesure 3D | CQUA0123 |  | No |  |  | V.LOPATA / O.CASTEL | V.LOPATA / O.CASTEL | METROLOGIE / QUA / LE SERVICE |  |  | V.LOPATA / O.CASTEL | No | [15 empty] | 75 35 SE-1873-FA |  |  |  |  | Conform | 1 - Product quality and specific measurement equipment | 12/07/2023 00:00:00 |  |  | Dimensionnel | 7 Axes | Respect de la norme détalonnage | [9 empty] | FALSE |  | Bras de mesure 3D |  |  | 12/07/2022 00:00:00 |  | 372
3025 | CQUA0124_Règle | Règle | CQUA0124 |  | No |  |  | V.LOPATA / O.CASTEL | V.LOPATA / O.CASTEL | METROLOGIE / QUA / LE SERVICE |  |  | V.LOPATA / O.CASTEL | No | [20 empty] | No calibration status | 3 - Not affecting quality equipment |  |  |  | Dimensionnel | 1015 mm | / | [9 empty] | FALSE |  | Règle
3026 | CQUA0125_Sphère | Sphère | CQUA0125 |  | No |  |  | V.LOPATA / O.CASTEL | V.LOPATA / O.CASTEL | METROLOGIE / QUA / LE SERVICE |  |  | V.LOPATA / O.CASTEL | No | [20 empty] | No calibration status | 3 - Not affecting quality equipment |  |  |  | Dimensionnel | Ø 25,4 mm | / | [9 empty] | FALSE |  | Sphère
3027 | CQUA0126_Scanner | Scanner | CQUA0126 |  | No |  |  | V.LOPATA / O.CASTEL | V.LOPATA / O.CASTEL | METROLOGIE / QUA / LE SERVICE |  |  | V.LOPATA / O.CASTEL | No | [15 empty] | 75 35 SE-1873-FA |  |  |  |  | Conform | 1 - Product quality and specific measurement equipment | 12/07/2023 00:00:00 |  |  | Dimensionnel | According Manufacturer SpecTo be defined | According Manufacturer SpecTo be defined | [9 empty] | FALSE |  | Scanner |  |  | 12/07/2022 00:00:00 |  | 372
3028 | CQUA0127_Machine à mesurer tri-dimensionnelle | Machine à mesurer tri-dimensionnelle | CQUA0127 |  | No |  |  | V.LOPATA / O.CASTEL | V.LOPATA / O.CASTEL | METROLOGIE / QUA / LE SERVICE |  |  | V.LOPATA / O.CASTEL | No | [15 empty] | 9022,1488-6290 | [5 empty] | 1 - Product quality and specific measurement equipment |  |  |  | Dimensionnel | X3,0Y1,2Z1,5 | Respect de la norme détalonnage | [9 empty] | FALSE |  | Machine à mesurer tri-dimensionnelle
3029 | CQUA0128_Thermo-hygromètre | Thermo-hygromètre | CQUA0128 |  | No |  |  | K.TALEB | K.TALEB | METROLOGIE / QUA / Zone calibration |  |  | K.TALEB | No | [14 empty] | 51619 | [5 empty] | Conform | 1 - Product quality and specific measurement equipment | 08/04/2025 00:00:00 |  |  | Humidité | According Manufacturer SpecTo be defined | According Manufacturer SpecTo be defined | [9 empty] | FALSE |  | Thermo-hygromètre |  |  | 08/04/2022 00:00:00 |  | 1116
3030 | CQUA0129_Bras de mesure 3D | Bras de mesure 3D | CQUA0129 |  | No |  |  | V.LOPATA / O.CASTEL | V.LOPATA / O.CASTEL | METROLOGIE / QUA / LE SERVICE |  |  | V.LOPATA / O.CASTEL | No | [15 empty] | 529502931 | [5 empty] | 1 - Product quality and specific measurement equipment |  |  |  | Dimensionnel | X 2400 .Y 1200. Z 1500 | / | [9 empty] | FALSE |  | Bras de mesure 3D
3031 | CQUA0130_Cale étalon | Cale étalon | CQUA0130 |  | No |  |  | V.LOPATA / O.CASTEL | V.LOPATA / O.CASTEL | METROLOGIE / QUA / LE SERVICE |  |  | V.LOPATA / O.CASTEL | No | [20 empty] | Non-conforme | 1 - Product quality and specific measurement equipment | 20/06/2023 00:00:00 |  |  | Dimensionnel | 1,005 - 60 mm | Respect de la norme détalonnage | [9 empty] | FALSE |  | Cale étalon |  |  | 20/06/2017 00:00:00 |  | 2232
3032 | CQUA0131_Cale étalon | Cale étalon | CQUA0131 |  | No |  |  | V.LOPATA / O.CASTEL | V.LOPATA / O.CASTEL | METROLOGIE / QUA / LE SERVICE |  |  | V.LOPATA / O.CASTEL | No | [14 empty] | A FACE PLANES PARALLELES | 121287 |  |  |  |  | Out of date | 1 - Product quality and specific measurement equipment | 15/12/2022 00:00:00 |  |  | Dimensionnel | 1 cale de 25 mm(grade 0) | Respect de la norme détalonnage | [9 empty] | FALSE |  | Cale étalon |  |  | 15/12/2017 00:00:00 |  | 1860
3033 | CQUA0132_Cale étalon | Cale étalon | CQUA0132 |  | No |  |  | V.LOPATA / O.CASTEL | V.LOPATA / O.CASTEL | METROLOGIE / QUA / LE SERVICE |  |  | V.LOPATA / O.CASTEL | No | [14 empty] | A FACES PLANES PARALLELES | 121287 |  |  |  |  | Conform | 1 - Product quality and specific measurement equipment |  |  |  | Dimensionnel | 1 cale de 20 mm(grade 0) | Respect de la norme détalonnage | [9 empty] | FALSE |  | Cale étalon |  |  | 15/12/2017 00:00:00 |  | 1860
3034 | CQUA0133_Sphère | Sphère | CQUA0133 |  | No |  |  | V.LOPATA / O.CASTEL | V.LOPATA / O.CASTEL | METROLOGIE / QUA / LE SERVICE |  |  | V.LOPATA / O.CASTEL | No | [20 empty] | Conform | 1 - Product quality and specific measurement equipment | 15/12/2031 00:00:00 |  |  | Dimensionnel | Ø 19,9856 mm | Respect de la norme détalonnage | [9 empty] | FALSE |  | Sphère |  |  | 15/12/2021 00:00:00 |  | 3720
3035 | CQUA0135_Sphère | Sphère | CQUA0135 |  | No |  |  | V.LOPATA / O.CASTEL | V.LOPATA / O.CASTEL | METROLOGIE / QUA / LE SERVICE |  |  | V.LOPATA / O.CASTEL | No | [20 empty] | Conform | 1 - Product quality and specific measurement equipment | 15/12/2031 00:00:00 |  |  | Dimensionnel | Ø 19,9841 mm | Respect de la norme détalonnage | [9 empty] | FALSE |  | Sphère |  |  | 15/12/2021 00:00:00 |  | 3720
3036 | CQUA0136_Sphère | Sphère | CQUA0136 |  | No |  |  | V.LOPATA / O.CASTEL | V.LOPATA / O.CASTEL | METROLOGIE / QUA / LE SERVICE |  |  | V.LOPATA / O.CASTEL | No | [20 empty] | Non-conforme | 1 - Product quality and specific measurement equipment |  |  |  | Dimensionnel | Ø 19,9841 mm | Respect de la norme détalonnage | [9 empty] | FALSE |  | Sphère |  |  | 03/11/2011 00:00:00 |  | 3720
3037 | CQUA0137_Glass Ruler | Glass Ruler | CQUA0137 |  | No |  |  | V.LOPATA / O.CASTEL | V.LOPATA / O.CASTEL | METROLOGIE / QUA / LE SERVICE |  |  | V.LOPATA / O.CASTEL | No | [20 empty] | Conform | 1 - Product quality and specific measurement equipment | 15/04/2029 00:00:00 |  |  | Dimensionnel | 0,01/ 2 mm | According to standard calibration | [9 empty] | FALSE |  | Glass Ruler |  |  | 15/04/2019 00:00:00 |  | 3720
3038 | CQUA0138_Rapporteur d'angle | Rapporteur d'angle | CQUA0138 |  | No |  |  | V.LOPATA / O.CASTEL | V.LOPATA / O.CASTEL | METROLOGIE / QUA / LE SERVICE |  |  | V.LOPATA / O.CASTEL | No | [20 empty] | Non-conforme | 1 - Product quality and specific measurement equipment |  |  |  | Dimensionnel | 360° | Respect de la norme détalonnage | [9 empty] | FALSE |  | Rapporteur d'angle |  |  | 19/04/2017 00:00:00 |  | 1860
3039 | CQUA0140_Niveau de précision | Niveau de précision | CQUA0140 |  | No |  |  | V.LOPATA / O.CASTEL | V.LOPATA / O.CASTEL | METROLOGIE / QUA / LE SERVICE |  |  | V.LOPATA / O.CASTEL | No | [20 empty] | No calibration status | 3 - Not affecting quality equipment |  |  |  | Angle | 0.02 mm/m | Respect de la norme détalonnage | [9 empty] | FALSE |  | Niveau de précision
3040 | CQUA0141_Jauge plate | Jauge plate | CQUA0141 |  | No |  |  | V.LOPATA / O.CASTEL | V.LOPATA / O.CASTEL | METROLOGIE / QUA / LE SERVICE |  |  | V.LOPATA / O.CASTEL | No | [20 empty] | Non-conforme | 1 - Product quality and specific measurement equipment | 07/01/2026 00:00:00 |  |  | Dimensionnel | 50 mm | According to standard calibration | [9 empty] | FALSE |  | Jauge plate |  |  | 07/01/2016 00:00:00 |  | 3720
3041 | CQUA0142_Clé dynamométrique à déclenchement | Clé dynamométrique à déclenchement | CQUA0142 |  | No |  |  | V.LOPATA / O.CASTEL | V.LOPATA / O.CASTEL | METROLOGIE / QUA / LE SERVICE |  |  | V.LOPATA / O.CASTEL | No | [14 empty] | J255A | 402606175 |  |  |  |  | Conform | 1 - Product quality and specific measurement equipment |  |  |  | Couple | 14 - 70 Nm | Respect de la norme détalonnage | [9 empty] | FALSE |  | Clé dynamométrique à déclenchement |  |  | 18/01/2018 00:00:00 |  | 744
3042 | CQUA0143_Clé dynamométrique à déclenchement | Clé dynamométrique à déclenchement | CQUA0143 |  | No |  |  | V.LOPATA / O.CASTEL | V.LOPATA / O.CASTEL | METROLOGIE / QUA / LE SERVICE |  |  | V.LOPATA / O.CASTEL | No | [14 empty] | S250A | 103601409 | [5 empty] | 1 - Product quality and specific measurement equipment |  |  |  | Couple | 50 - 240 Nm | Respect de la norme détalonnage | [9 empty] | FALSE |  | Clé dynamométrique à déclenchement
3043 | CQUA0144_Balance | Balance | CQUA0144 |  | No |  |  | V.LOPATA / O.CASTEL | V.LOPATA / O.CASTEL | METROLOGIE / QUA / LE SERVICE |  |  | V.LOPATA / O.CASTEL | No | [20 empty] | Conform | 1 - Product quality and specific measurement equipment | 18/06/2023 15:15:28 |  |  | Masse | 50kg | ±100 g | [9 empty] | FALSE |  | Balance |  |  | 18/06/2021 15:15:28 |  | 744
3044 | CQUA0145_Balance | Balance | CQUA0145 |  | No |  |  | V.LOPATA / O.CASTEL | V.LOPATA / O.CASTEL | METROLOGIE / QUA / LE SERVICE |  |  | V.LOPATA / O.CASTEL | No | [20 empty] | Conform | 1 - Product quality and specific measurement equipment | 18/06/2023 15:13:08 |  |  | Masse | 50kg | ±100 g | [9 empty] | FALSE |  | Balance |  |  | 18/06/2021 15:13:08 |  | 744
3045 | CQUA0146_Pige étalon | Pige étalon | CQUA0146 |  | No |  |  | V.LOPATA / O.CASTEL | V.LOPATA / O.CASTEL | METROLOGIE / QUA / LE SERVICE |  |  | V.LOPATA / O.CASTEL | No | [20 empty] | No calibration status | 3 - Not affecting quality equipment |  |  |  | Dimensionnel | Moyen dapproche0,17 - 6,35 mm42 piges) | / | [9 empty] | FALSE |  | Pige étalon
3046 | CQUA0147_measuring pins set | measuring pins set | CQUA0147 |  | No |  |  | V.LOPATA / O.CASTEL | V.LOPATA / O.CASTEL | METROLOGIE / QUA / LE SERVICE |  |  | V.LOPATA / O.CASTEL | No | [20 empty] | No calibration status | 3 - Not affecting quality equipment |  |  |  | Dimensionnel | 50 piges classe 3 10 à 14,9 mm | Moyen d'approche | [9 empty] | FALSE |  | measuring pins set
3047 | CQUA0148_measuring pins set | measuring pins set | CQUA0148 |  | No |  |  | V.LOPATA / O.CASTEL | V.LOPATA / O.CASTEL | METROLOGIE / QUA / LE SERVICE |  |  | V.LOPATA / O.CASTEL | No | [20 empty] | No calibration status | 3 - Not affecting quality equipment |  |  |  | Dimensionnel | 91 piges classe 3 1 - 10 mm | Moyen d'approche | [9 empty] | FALSE |  | measuring pins set
3048 | CQUA0149_Pige étalon | Pige étalon | CQUA0149 |  | No |  |  | V.LOPATA / O.CASTEL | V.LOPATA / O.CASTEL | METROLOGIE / QUA / LE SERVICE |  |  | V.LOPATA / O.CASTEL | No | [20 empty] | Non-conforme | 1 - Product quality and specific measurement equipment |  |  |  | Dimensionnel | 30 piges classe 315 à 17,9 mm | Respect de la norme détalonnage | [9 empty] | FALSE |  | Pige étalon
3049 | CQUA0150_Pige étalon | Pige étalon | CQUA0150 |  | No |  |  | V.LOPATA / O.CASTEL | V.LOPATA / O.CASTEL | METROLOGIE / QUA / LE SERVICE |  |  | V.LOPATA / O.CASTEL | No | [20 empty] | Conform | 1 - Product quality and specific measurement equipment | 04/06/2024 00:00:00 |  |  | Dimensionnel | 21 piges classe 318 à 20 mm | Respect de la norme détalonnage | [9 empty] | FALSE |  | Pige étalon |  |  | 04/06/2019 00:00:00 |  | 1860
3050 | CQUA0151_Pige étalon | Pige étalon | CQUA0151 |  | No |  |  | V.LOPATA / O.CASTEL | V.LOPATA / O.CASTEL | METROLOGIE / QUA / LE SERVICE |  |  | V.LOPATA / O.CASTEL | No | [20 empty] | No calibration status | 3 - Not affecting quality equipment |  |  |  | Dimensionnel | 50 piges classe 3 10 - 14,9 mm | Respect de la norme détalonnage | [9 empty] | FALSE |  | Pige étalon
3051 | CQUA0152_Pige étalon | Pige étalon | CQUA0152 |  | No |  |  | V.LOPATA / O.CASTEL | V.LOPATA / O.CASTEL | METROLOGIE / QUA / LE SERVICE |  |  | V.LOPATA / O.CASTEL | No | [20 empty] | No calibration status | 3 - Not affecting quality equipment |  |  |  | Dimensionnel | 30 piges classe 3 15 - 17,9 mm | Respect de la norme détalonnage | [9 empty] | FALSE |  | Pige étalon
3052 | CQUA0153_Pige étalon | Pige étalon | CQUA0153 |  | No |  |  | V.LOPATA / O.CASTEL | V.LOPATA / O.CASTEL | METROLOGIE / QUA / LE SERVICE |  |  | V.LOPATA / O.CASTEL | No | [20 empty] | Conform | 1 - Product quality and specific measurement equipment | 01/06/2026 00:00:00 |  |  | Dimensionnel | 21 piges classe 318 - 20 mm | Respect de la norme détalonnage | [9 empty] | FALSE |  | Pige étalon |  |  | 01/06/2021 00:00:00 |  | 1860
3053 | CQUA0154_Pige étalon | Pige étalon | CQUA0154 |  | No |  |  | V.LOPATA / O.CASTEL | V.LOPATA / O.CASTEL | METROLOGIE / QUA / LE SERVICE |  |  | V.LOPATA / O.CASTEL | No | [20 empty] | No calibration status | 3 - Not affecting quality equipment |  |  |  | Dimensionnel | Moyen dapproche(76 piges) | / | [9 empty] | FALSE |  | Pige étalon
3054 | CQUA0155_Cale étalon | Cale étalon | CQUA0155 |  | No |  |  | K.TALEB | K.TALEB | METROLOGIE / QUA / Zone calibration |  |  | K.TALEB | No | [20 empty] | Conform | 1 - Product quality and specific measurement equipment | 15/04/2025 12:12:39 |  |  | Dimensionnel | 1,00 - 100 mm43 cales) | / | [9 empty] | FALSE |  | Cale étalon |  |  | 15/04/2020 12:12:39 |  | 1860
3055 | CQUA0156_Comparateur à tige rentrante | Comparateur à tige rentrante | CQUA0156 |  | No |  |  | V.LOPATA / O.CASTEL | V.LOPATA / O.CASTEL | METROLOGIE / QUA / LE SERVICE |  |  | V.LOPATA / O.CASTEL | No | [20 empty] | No calibration status | 3 - Not affecting quality equipment |  |  |  | Dimensionnel | Moyen dapproche | / | [9 empty] | FALSE |  | Comparateur à tige rentrante
3056 | CQUA0157_Accessoires pied à coulisse | Accessoires pied à coulisse | CQUA0157 |  | No |  |  | V.LOPATA / O.CASTEL | V.LOPATA / O.CASTEL | METROLOGIE / QUA / Armoire N3 (N3,2) |  |  | V.LOPATA / O.CASTEL | No | [15 empty] | / |  |  |  |  | No calibration status | 3 - Not affecting quality equipment |  |  |  | Dimensionnel | Moyen dapproche | / | [9 empty] | FALSE |  | Accessoires pied à coulisse
3057 | CQUA0158_Accessoires pied à coulisse | Accessoires pied à coulisse | CQUA0158 |  | No |  |  | V.LOPATA / O.CASTEL | V.LOPATA / O.CASTEL | METROLOGIE / QUA / Armoire N3 (N3,2) |  |  | V.LOPATA / O.CASTEL | No | [15 empty] | / |  |  |  |  | No calibration status | 3 - Not affecting quality equipment |  |  |  | Dimensionnel | Moyen dapproche | / | [9 empty] | FALSE |  | Accessoires pied à coulisse
3058 | CQUA0159_Pied à coulisse | Pied à coulisse | CQUA0159 |  | No |  |  | V.LOPATA / O.CASTEL | V.LOPATA / O.CASTEL | METROLOGIE / QUA / PRISON |  |  | V.LOPATA / O.CASTEL | No | [20 empty] | No calibration status | 1 - Product quality and specific measurement equipment | 02/03/2025 00:00:00 |  |  | Dimensionnel | Moyen dapproche 1000 mm | / | [9 empty] | FALSE |  | Pied à coulisse |  |  | 02/03/2015 00:00:00 |  | 3720
3059 | CQUA0160_Endoscope | Endoscope | CQUA0160 |  | No |  |  | V.LOPATA / O.CASTEL | V.LOPATA / O.CASTEL | METROLOGIE / QUA / LE SERVICE |  |  | V.LOPATA / O.CASTEL | No | [20 empty] | No calibration status | 3 - Not affecting quality equipment |  |  |  | Divers | Moyen dapproche | / | [9 empty] | FALSE |  | Endoscope
3060 | CQUA0161_Endoscope | Endoscope | CQUA0161 |  | No |  |  | V.LOPATA / O.CASTEL | V.LOPATA / O.CASTEL | METROLOGIE / QUA / LE SERVICE |  |  | V.LOPATA / O.CASTEL | No | [20 empty] | No calibration status | 3 - Not affecting quality equipment |  |  |  | Divers | Moyen dapproche | / | [9 empty] | FALSE |  | Endoscope
3061 | CQUA0162_Equerre | Equerre | CQUA0162 |  | No |  |  | V.LOPATA / O.CASTEL | V.LOPATA / O.CASTEL | METROLOGIE / QUA / LE SERVICE |  |  | V.LOPATA / O.CASTEL | No | [20 empty] | No calibration status | 3 - Not affecting quality equipment |  |  |  | Dimensionnel | Moyen dapproche760 mm | / | [9 empty] | FALSE |  | Equerre
3062 | CQUA0163_Equerre | Equerre | CQUA0163 |  | No |  |  | V.LOPATA / O.CASTEL | V.LOPATA / O.CASTEL | METROLOGIE / QUA / LE SERVICE |  |  | V.LOPATA / O.CASTEL | No | [21 empty] | 3 - Not affecting quality equipment |  |  |  | Dimensionnel | Moyen dapproche400 mm | / | [9 empty] | FALSE |  | Equerre
3063 | CQUA0164_Equerre | Equerre | CQUA0164 |  | No |  |  | V.LOPATA / O.CASTEL | V.LOPATA / O.CASTEL | METROLOGIE / QUA / LE SERVICE |  |  | V.LOPATA / O.CASTEL | No | [20 empty] | No calibration status | 3 - Not affecting quality equipment |  |  |  | Dimensionnel | Moyen dapproche155 mm | / | [9 empty] | FALSE |  | Equerre
3064 | CQUA0165_Equerre | Equerre | CQUA0165 |  | No |  |  | V.LOPATA / O.CASTEL | V.LOPATA / O.CASTEL | METROLOGIE / QUA / LE SERVICE |  |  | V.LOPATA / O.CASTEL | No | [20 empty] | No calibration status | 1 - Product quality and specific measurement equipment |  |  |  | Dimensionnel | Moyen dapproche100 mm | / | [9 empty] | FALSE |  | Equerre |  |  | 02/03/2015 00:00:00 |  | 744
3065 | CQUA0166_Equerre | Equerre | CQUA0166 |  | No |  |  | V.LOPATA / O.CASTEL | V.LOPATA / O.CASTEL | METROLOGIE / QUA / LE SERVICE |  |  | V.LOPATA / O.CASTEL | No | [20 empty] | No calibration status | 1 - Product quality and specific measurement equipment |  |  |  | Dimensionnel | Moyen dapproche250 mm | / | [9 empty] | FALSE |  | Equerre |  |  | 02/03/2015 00:00:00 |  | 744
3066 | CQUA0167_Equerre | Equerre | CQUA0167 |  | No |  |  | V.LOPATA / O.CASTEL | V.LOPATA / O.CASTEL | METROLOGIE / QUA / LE SERVICE |  |  | V.LOPATA / O.CASTEL | No | [20 empty] | No calibration status | 1 - Product quality and specific measurement equipment |  |  |  | Dimensionnel | Moyen dapproche75 mm | / | [9 empty] | FALSE |  | Equerre |  |  | 02/03/2015 00:00:00 |  | 744
3067 | CQUA0170_Rapporteur d'angle | Rapporteur d'angle | CQUA0170 |  | No |  |  | V.LOPATA / O.CASTEL | V.LOPATA / O.CASTEL | METROLOGIE / QUA / LE SERVICE |  |  | V.LOPATA / O.CASTEL | No | [20 empty] | No calibration status | 1 - Product quality and specific measurement equipment |  |  |  | Dimensionnel | Moyen dapproche | / | [9 empty] | FALSE |  | Rapporteur d'angle |  |  | 02/03/2015 00:00:00 |  | 744
3068 | CQUA0171_Règle | Règle | CQUA0171 |  | No |  |  | V.LOPATA / O.CASTEL | V.LOPATA / O.CASTEL | METROLOGIE / QUA / LE SERVICE |  |  | V.LOPATA / O.CASTEL | No | [20 empty] | No calibration status | 3 - Not affecting quality equipment |  |  |  | Dimensionnel | Moyen dapproche 1000 mm | / | [9 empty] | FALSE |  | Règle
3069 | CQUA0172_Rugosimètre | Rugosimètre | CQUA0172 |  | No |  |  | V.LOPATA / O.CASTEL | V.LOPATA / O.CASTEL | METROLOGIE / QUA / LE SERVICE |  |  | V.LOPATA / O.CASTEL | No | [20 empty] | No calibration status | 3 - Not affecting quality equipment |  |  |  | Dimensionnel | Moyen dapproche | / | [9 empty] | FALSE |  | Rugosimètre
3070 | CQUA0173_Conformateur | Conformateur | CQUA0173 |  | No |  |  | V.LOPATA / O.CASTEL | V.LOPATA / O.CASTEL | METROLOGIE / QUA / LE SERVICE |  |  | V.LOPATA / O.CASTEL | No | [15 empty] | / | [5 empty] | 3 - Not affecting quality equipment |  |  |  | Divers | Moyen dapproche | / | [9 empty] | FALSE |  | Conformateur
3071 | CQUA0174_Conformateur | Conformateur | CQUA0174 |  | No |  |  | V.LOPATA / O.CASTEL | V.LOPATA / O.CASTEL | METROLOGIE / QUA / LE SERVICE |  |  | V.LOPATA / O.CASTEL | No | [15 empty] | / | [5 empty] | 3 - Not affecting quality equipment |  |  |  | Divers | Moyen dapproche | / | [9 empty] | FALSE |  | Conformateur
3072 | CQUA0175_Rapporteur d'angle | Rapporteur d'angle | CQUA0175 |  | No |  |  | V.LOPATA / O.CASTEL | V.LOPATA / O.CASTEL | METROLOGIE / QUA / LE SERVICE |  |  | V.LOPATA / O.CASTEL | No | [20 empty] | No calibration status | 3 - Not affecting quality equipment |  |  |  | Dimensionnel | Moyen dapproche | / | [9 empty] | FALSE |  | Rapporteur d'angle
3073 | CQUA0176_Calibre de controle | Calibre de controle | CQUA0176 |  | No |  |  | V.LOPATA / O.CASTEL | V.LOPATA / O.CASTEL | METROLOGIE / QUA / A.Letupe |  |  | V.LOPATA / O.CASTEL | No | [21 empty] | 1 - Product quality and specific measurement equipment |  |  |  | Dimensionnel | [11 empty] | FALSE |  | Calibre de controle
3074 | CQUA0177_Calibre de controle | Calibre de controle | CQUA0177 |  | No |  |  | V.LOPATA / O.CASTEL | V.LOPATA / O.CASTEL | METROLOGIE / QUA / A.Letupe |  |  | V.LOPATA / O.CASTEL | No | [20 empty] | No calibration status | 3 - Not affecting quality equipment |  |  |  | Dimensionnel | Approach Device | Approach Device | [9 empty] | FALSE |  | Calibre de controle
3075 | CQUA0178_Calibre de controle | Calibre de controle | CQUA0178 |  | No |  |  | V.LOPATA / O.CASTEL | V.LOPATA / O.CASTEL | METROLOGIE / QUA / A.Letupe |  |  | V.LOPATA / O.CASTEL | No | [20 empty] | No calibration status | 3 - Not affecting quality equipment |  |  |  | Dimensionnel | Approach Device | Approach Device | [9 empty] | FALSE |  | Calibre de controle
3076 | CQUA0181_Pied à coulisse | Pied à coulisse | CQUA0181 |  | No |  |  | V.LOPATA / O.CASTEL | V.LOPATA / O.CASTEL | METROLOGIE / QUA / Armoire N3 (N3,2) |  |  | V.LOPATA / O.CASTEL | No | [20 empty] | Non-conforme | 1 - Product quality and specific measurement equipment |  |  |  | Dimensionnel | 0 / 250 mm | ± 0,060 mm | [9 empty] | FALSE |  | Pied à coulisse
3077 | CQUA0182_Sphère | Sphère | CQUA0182 |  | No |  |  | V.LOPATA / O.CASTEL | V.LOPATA / O.CASTEL | METROLOGIE / QUA / V. Lopata |  |  | V.LOPATA / O.CASTEL | No | [21 empty] | 1 - Product quality and specific measurement equipment |  |  |  | Dimensionnel | According Manufacturer SpecTo be defined | According Manufacturer SpecTo be defined | [9 empty] | FALSE |  | Sphère
3078 | CQUA0183_Vernier caliper | Vernier caliper | CQUA0183 |  | No |  |  | V.LOPATA / O.CASTEL | V.LOPATA / O.CASTEL | METROLOGIE / QUA / A. Pellegrinelli |  |  | V.LOPATA / O.CASTEL | No | [15 empty] | 325 |  |  |  |  | Conform | 1 - Product quality and specific measurement equipment |  |  |  | Dimensionnel | 0 / 200 mm | ± 0,060 mm | [9 empty] | FALSE |  | Vernier caliper |  |  | 14/03/2019 00:00:00 |  | 744
3079 | CQUA0184_Machine à mesurer tri-dimensionnelle | Machine à mesurer tri-dimensionnelle | CQUA0184 |  | No |  |  | V.LOPATA / O.CASTEL | V.LOPATA / O.CASTEL | METROLOGIE / QUA / QUA-014 |  |  | V.LOPATA / O.CASTEL | No | [20 empty] | Conform | 1 - Product quality and specific measurement equipment | 22/03/2024 00:00:00 |  |  | Dimensionnel | According Manufacturer SpecTo be defined | According Manufacturer SpecTo be defined | [9 empty] | FALSE |  | Machine à mesurer tri-dimensionnelle |  |  | 22/03/2022 00:00:00 |  | 744
3080 | CQUA0185_Pied à coulisse | Pied à coulisse | CQUA0185 |  | No |  |  | V.LOPATA / O.CASTEL | V.LOPATA / O.CASTEL | METROLOGIE / QUA / J. Bigerel |  |  | V.LOPATA / O.CASTEL | No | [15 empty] | 14321695 |  |  |  |  | No calibration status | 3 - Not affecting quality equipment |  |  |  | Dimensionnel | / | / | [9 empty] | FALSE |  | Pied à coulisse
3081 | CQUA0186_Pied à coulisse | Pied à coulisse | CQUA0186 |  | No |  |  | K.TALEB | K.TALEB | METROLOGIE / QUA / A. Letupe |  |  | K.TALEB | No | [14 empty] | 500-181-30 | 14321692 |  |  |  |  | No calibration status | 3 - Not affecting quality equipment |  |  |  | Dimensionnel | 0/150 mm | ± 0,1 mm | [9 empty] | FALSE |  | Pied à coulisse
3082 | CQUA0187_Pied à coulisse | Pied à coulisse | CQUA0187 |  | No |  |  | V.LOPATA / O.CASTEL | V.LOPATA / O.CASTEL | METROLOGIE / QUA / B. Durupt |  |  | V.LOPATA / O.CASTEL | No | [15 empty] | 14321684 |  |  |  |  | No calibration status | 3 - Not affecting quality equipment |  |  |  | Dimensionnel | / | / | [9 empty] | FALSE |  | Pied à coulisse
3083 | CQUA0188_Pied à coulisse | Pied à coulisse | CQUA0188 |  | No |  |  | V.LOPATA / O.CASTEL | V.LOPATA / O.CASTEL | METROLOGIE / QUA / M.labarre |  |  | V.LOPATA / O.CASTEL | No | [15 empty] | 14321697 |  |  |  |  | No calibration status | 3 - Not affecting quality equipment |  |  |  | Dimensionnel | / | / | [9 empty] | FALSE |  | Pied à coulisse
3084 | CQUA0189_Pied à coulisse | Pied à coulisse | CQUA0189 |  | No |  |  | V.LOPATA / O.CASTEL | V.LOPATA / O.CASTEL | METROLOGIE / QUA / E. Charles |  |  | V.LOPATA / O.CASTEL | No | [15 empty] | 15120484 |  |  |  |  | No calibration status | 3 - Not affecting quality equipment |  |  |  | Dimensionnel | / | / | [9 empty] | FALSE |  | Pied à coulisse
3085 | CQUA0190_Boîte à décades | Boîte à décades | CQUA0190 |  | No |  |  | V.LOPATA / O.CASTEL | V.LOPATA / O.CASTEL | METROLOGIE / QUA / LE SERVICE |  |  | V.LOPATA / O.CASTEL | No | [21 empty] | 3 - Not affecting quality equipment |  |  |  | Electricité | According Manufacturer SpecTo be defined | According Manufacturer SpecTo be defined | [9 empty] | FALSE |  | Boîte à décades
3086 | CQUA0191_Pied à coulisse | Pied à coulisse | CQUA0191 |  | No |  |  | V.LOPATA / O.CASTEL | V.LOPATA / O.CASTEL | METROLOGIE / QUA / B. Baudoux |  |  | V.LOPATA / O.CASTEL | No | [20 empty] | Conform | 1 - Product quality and specific measurement equipment | 02/06/2023 00:00:00 |  |  | Dimensionnel | 0 / 200 mm | Respect de la norme détalonnage | [9 empty] | FALSE |  | Pied à coulisse |  |  | 02/06/2021 00:00:00 |  | 744
3087 | CQUA0192_Pied à coulisse | Pied à coulisse | CQUA0192 |  | No |  |  | V.LOPATA / O.CASTEL | V.LOPATA / O.CASTEL | METROLOGIE / QUA / Armoire |  |  | V.LOPATA / O.CASTEL | No | [20 empty] | Conform | 1 - Product quality and specific measurement equipment | 24/08/2023 00:00:00 |  |  | Dimensionnel | 0 / 200 mm | Respect de la norme détalonnage | [9 empty] | FALSE |  | Pied à coulisse |  |  | 24/08/2021 00:00:00 |  | 744
3088 | CQUA0193_Multimètre | Multimètre | CQUA0193 |  | No |  |  | V.LOPATA / O.CASTEL | V.LOPATA / O.CASTEL | METROLOGIE / QUA / D. Collin |  |  | V.LOPATA / O.CASTEL | No | [20 empty] | No calibration status | 3 - Not affecting quality equipment |  |  |  | Electricité | / | / | [9 empty] | FALSE |  | Multimètre
3089 | CQUA0194_Multimètre | Multimètre | CQUA0194 |  | No |  |  | V.LOPATA / O.CASTEL | V.LOPATA / O.CASTEL | METROLOGIE / QUA / D. Collin |  |  | V.LOPATA / O.CASTEL | No | [20 empty] | No calibration status | 3 - Not affecting quality equipment |  |  |  | Electricité | / | / | [9 empty] | FALSE |  | Multimètre
3090 | CQUA0195_Mesureur d'épaisseur | Mesureur d'épaisseur | CQUA0195 |  | No |  |  | V.LOPATA / O.CASTEL | V.LOPATA / O.CASTEL | METROLOGIE / QUA / JP. Amiard |  |  | V.LOPATA / O.CASTEL | No | [20 empty] | No calibration status | 3 - Not affecting quality equipment |  |  |  | Dimensionnel | / | / | [9 empty] | FALSE |  | Mesureur d'épaisseur
3091 | CQUA0196_Thermo-hygromètre | Thermo-hygromètre | CQUA0196 |  | No |  |  | V.LOPATA / O.CASTEL | V.LOPATA / O.CASTEL | METROLOGIE / QUA / LE SERVICE |  |  | V.LOPATA / O.CASTEL | No | [20 empty] | No calibration status | 3 - Not affecting quality equipment |  |  |  | Humidité | / | / | [9 empty] | FALSE |  | Thermo-hygromètre
3092 | CQUA0197_Thermo-hygromètre | Thermo-hygromètre | CQUA0197 |  | No |  |  | V.LOPATA / O.CASTEL | V.LOPATA / O.CASTEL | METROLOGIE / QUA / LE SERVICE |  |  | V.LOPATA / O.CASTEL | No | [20 empty] | No calibration status | 3 - Not affecting quality equipment |  |  |  | Humidité | / | / | [9 empty] | FALSE |  | Thermo-hygromètre
3093 | CQUA0198_Banc test clapet usa | Banc test clapet usa | CQUA0198 |  | No |  |  | V.LOPATA / O.CASTEL | V.LOPATA / O.CASTEL | METROLOGIE / QUA / LE SERVICE |  |  | V.LOPATA / O.CASTEL | No | [20 empty] | No calibration status | 3 - Not affecting quality equipment |  |  |  | Humidité | / | / | [9 empty] | FALSE |  | Banc test clapet usa
3094 | CQUA0199_Thermo-hygromètre | Thermo-hygromètre | CQUA0199 |  | No |  |  | V.LOPATA / O.CASTEL | V.LOPATA / O.CASTEL | METROLOGIE / QUA / LE SERVICE |  |  | V.LOPATA / O.CASTEL | No | [20 empty] | No calibration status | 3 - Not affecting quality equipment |  |  |  | Humidité | / | / | [9 empty] | FALSE |  | Thermo-hygromètre
3095 | CQUA0200_Rugosimètre | Rugosimètre | CQUA0200 |  | No |  |  | V.LOPATA / O.CASTEL | V.LOPATA / O.CASTEL | METROLOGIE / QUA / LE SERVICE |  |  | V.LOPATA / O.CASTEL | No | [20 empty] | No calibration status | 3 - Not affecting quality equipment |  |  |  | Dimensionnel | / | / | [9 empty] | FALSE |  | Rugosimètre
3096 | CQUA0201_Rugosimètre | Rugosimètre | CQUA0201 |  | No |  |  | V.LOPATA / O.CASTEL | V.LOPATA / O.CASTEL | METROLOGIE / QUA / LE SERVICE |  |  | V.LOPATA / O.CASTEL | No | [20 empty] | Conform | 1 - Product quality and specific measurement equipment | 20/04/2026 00:00:00 |  |  | Dimensionnel | According Manufacturer SpecTo be defined | According Manufacturer SpecTo be defined | [9 empty] | FALSE |  | Rugosimètre |  |  | 20/04/2021 00:00:00 |  | 1860
3097 | CQUA0202_Calibre de controle | Calibre de controle | CQUA0202 |  | No |  |  | V.LOPATA / O.CASTEL | V.LOPATA / O.CASTEL | METROLOGIE / QUA / A. Letupe |  |  | V.LOPATA / O.CASTEL | No | [21 empty] | 1 - Product quality and specific measurement equipment |  |  |  | Dimensionnel | [11 empty] | FALSE |  | Calibre de controle
3098 | CQUA0204_Palpeur inductif | Palpeur inductif | CQUA0204 |  | No |  |  | V.LOPATA / O.CASTEL | V.LOPATA / O.CASTEL | METROLOGIE / QUA / S. Drea |  |  | V.LOPATA / O.CASTEL | No | [21 empty] | 1 - Product quality and specific measurement equipment |  |  |  | Dimensionnel | / | / | [9 empty] | FALSE |  | Palpeur inductif
3099 | CQUA0205_Mesureur d'épaisseur | Mesureur d'épaisseur | CQUA0205 |  | No |  |  | V.LOPATA / O.CASTEL | V.LOPATA / O.CASTEL | METROLOGIE / QUA / V. Lopata |  |  | V.LOPATA / O.CASTEL | No | [20 empty] | No calibration status | 3 - Not affecting quality equipment |  |  |  | Dimensionnel | / | / | [9 empty] | FALSE |  | Mesureur d'épaisseur
3100 | CQUA0206_Mesureur d'épaisseur | Mesureur d'épaisseur | CQUA0206 |  | No |  |  | V.LOPATA / O.CASTEL | V.LOPATA / O.CASTEL | METROLOGIE / QUA / V. Lopata |  |  | V.LOPATA / O.CASTEL | No | [20 empty] | No calibration status | 3 - Not affecting quality equipment |  |  |  | Dimensionnel | / | / | [9 empty] | FALSE |  | Mesureur d'épaisseur
3101 | CQUA0209_Microscope | Microscope | CQUA0209 |  | No |  |  | V.LOPATA / O.CASTEL | V.LOPATA / O.CASTEL | METROLOGIE / QUA / TABLE |  |  | V.LOPATA / O.CASTEL | No | [20 empty] | No calibration status | 3 - Not affecting quality equipment |  |  |  | Dimensionnel | / | / | [9 empty] | FALSE |  | Microscope
3102 | CQUA0210_Microscope | Microscope | CQUA0210 |  | No |  |  | V.LOPATA / O.CASTEL | V.LOPATA / O.CASTEL | METROLOGIE / QUA / TABLE |  |  | V.LOPATA / O.CASTEL | No | [20 empty] | No calibration status | 3 - Not affecting quality equipment |  |  |  | Dimensionnel | / | / | [9 empty] | FALSE |  | Microscope
3103 | CQUA0211_Microtome | Microtome | CQUA0211 |  | No |  |  | V.LOPATA / O.CASTEL | V.LOPATA / O.CASTEL | METROLOGIE / QUA / TABLE |  |  | V.LOPATA / O.CASTEL | No | [15 empty] | / |  |  |  |  | No calibration status | 3 - Not affecting quality equipment |  |  |  | Divers | / | / | [9 empty] | FALSE |  | Microtome
3104 | CQUA0212_Microtome | Microtome | CQUA0212 |  | No |  |  | V.LOPATA / O.CASTEL | V.LOPATA / O.CASTEL | METROLOGIE / QUA / TABLE |  |  | V.LOPATA / O.CASTEL | No | [15 empty] | / |  |  |  |  | No calibration status | 3 - Not affecting quality equipment |  |  |  | Divers | / | / | [9 empty] | FALSE |  | Microtome
3105 | CQUA0213_Palpeur inductif | Palpeur inductif | CQUA0213 |  | No |  |  | V.LOPATA / O.CASTEL | V.LOPATA / O.CASTEL | METROLOGIE / QUA / M. Pereira |  |  | V.LOPATA / O.CASTEL | No | [20 empty] | Not conform | 1 - Product quality and specific measurement equipment |  |  |  | Dimensionnel | 0/30 mm | ± 0,02 mm | [9 empty] | FALSE |  | Palpeur inductif |  |  | 09/08/2022 00:00:00 |  | 744
3106 | CQUA0214_Mesureur d'épaisseur | Mesureur d'épaisseur | CQUA0214 |  | No |  |  | V.LOPATA / O.CASTEL | V.LOPATA / O.CASTEL | METROLOGIE / QUA / B. Baudoux |  |  | V.LOPATA / O.CASTEL | No | [14 empty] | 209-570 | [5 empty] | Conform | 1 - Product quality and specific measurement equipment | 01/03/2025 00:00:00 |  |  | Dimensionnel | 0/10 mm | ± 0,2 mm | [9 empty] | FALSE |  | Mesureur d'épaisseur |  |  | 01/03/2022 00:00:00 |  | 1116
3107 | CQUA0215_Mesureur d'épaisseur | Mesureur d'épaisseur | CQUA0215 |  | No |  |  | V.LOPATA / O.CASTEL | V.LOPATA / O.CASTEL | METROLOGIE / QUA / D. Masson |  |  | V.LOPATA / O.CASTEL | No | [14 empty] | 209-570 | MD25PO59 | [5 empty] | 1 - Product quality and specific measurement equipment |  |  |  | Dimensionnel | 0/10 mm | ± 0,005 mm | [9 empty] | FALSE |  | Mesureur d'épaisseur
3108 | CQUA0216_Balance | Balance | CQUA0216 |  | No |  |  | V.LOPATA / O.CASTEL | V.LOPATA / O.CASTEL | METROLOGIE / QUA / LE SERVICE |  |  | V.LOPATA / O.CASTEL | No | [14 empty] | l-50 | 28301604 |  |  |  |  | Conform | 1 - Product quality and specific measurement equipment | 21/07/2024 11:53:18 |  |  | Masse | 50kg | ±100 g | [9 empty] | FALSE |  | Balance |  |  | 21/07/2022 11:53:18 |  | 744
3109 | CQUA0217_Micro-ohmmètre | Micro-ohmmètre | CQUA0217 |  | No |  |  | F. TETAUD | F. TETAUD | MECATRONIQUE / CAL / B.BERTHO |  |  | F. TETAUD | No | [14 empty] | 4002 | 48G-0850 |  |  |  |  | Conform | 1 - Product quality and specific measurement equipment | 31/03/2023 19:25:46 |  |  | Electricité | To be defined | To be defined | [9 empty] | FALSE |  | Micro-ohmmètre |  |  | 31/03/2021 19:25:46 |  | 744
3110 | CQUA0218_Trusquin | Trusquin | CQUA0218 |  | No |  |  | V.LOPATA / O.CASTEL | V.LOPATA / O.CASTEL | METROLOGIE / QUA / LE SERVICE |  |  | V.LOPATA / O.CASTEL | No | [20 empty] | No calibration status | 3 - Not affecting quality equipment |  |  |  | Dimensionnel | / | / | [9 empty] | FALSE |  | Trusquin
3111 | CQUA0219_Trusquin | Trusquin | CQUA0219 |  | No |  |  | V.LOPATA / O.CASTEL | V.LOPATA / O.CASTEL | METROLOGIE / QUA / LE SERVICE |  |  | V.LOPATA / O.CASTEL | No | [20 empty] | No calibration status | 3 - Not affecting quality equipment |  |  |  | Dimensionnel | / | / | [9 empty] | FALSE |  | Trusquin
3112 | CQUA0220_Pied à coulisse | Pied à coulisse | CQUA0220 |  | No |  |  | V.LOPATA / O.CASTEL | V.LOPATA / O.CASTEL | METROLOGIE / QUA / Odile |  |  | V.LOPATA / O.CASTEL | No | [20 empty] | No calibration status | 3 - Not affecting quality equipment |  |  |  | Dimensionnel | / | / | [9 empty] | FALSE |  | Pied à coulisse
3113 | CQUA0221_Accessoires pied à coulisse | Accessoires pied à coulisse | CQUA0221 |  | No |  |  | V.LOPATA / O.CASTEL | V.LOPATA / O.CASTEL | METROLOGIE / QUA / JP. Amiard |  |  | V.LOPATA / O.CASTEL | No | [15 empty] | / |  |  |  |  | No calibration status | 3 - Not affecting quality equipment |  |  |  | Dimensionnel | Moyen dapproche | / | [9 empty] | FALSE |  | Accessoires pied à coulisse
3114 | CQUA0222_Mesureur d'épaisseur | Mesureur d'épaisseur | CQUA0222 |  | No |  |  | V.LOPATA / O.CASTEL | V.LOPATA / O.CASTEL | METROLOGIE / QUA / JP. Amiard |  |  | V.LOPATA / O.CASTEL | No | [20 empty] | No calibration status | 3 - Not affecting quality equipment |  |  |  | Dimensionnel | 25 DL | / | [9 empty] | FALSE |  | Mesureur d'épaisseur
3115 | CQUA0223_Cale étalon | Cale étalon | CQUA0223 |  | No |  |  | V.LOPATA / O.CASTEL | V.LOPATA / O.CASTEL | METROLOGIE / QUA / Le service |  |  | V.LOPATA / O.CASTEL | No | [20 empty] | No calibration status | 3 - Not affecting quality equipment |  |  |  | Dimensionnel | Approach Device | Approach Device | [9 empty] | FALSE |  | Cale étalon
3116 | CQUA0224_Cale étalon | Cale étalon | CQUA0224 |  | No |  |  | V.LOPATA / O.CASTEL | V.LOPATA / O.CASTEL | METROLOGIE / QUA / Armoire N3 (N3,1) |  |  | V.LOPATA / O.CASTEL | No | [20 empty] | Not conform | 1 - Product quality and specific measurement equipment |  |  |  | Dimensionnel | 1/8 mm | ± 5 µm | [9 empty] | FALSE |  | Cale étalon |  |  | 02/08/2022 00:00:00 |  | 372
3117 | CQUA0225_Micromètre d'extérieur à vis | Micromètre d'extérieur à vis | CQUA0225 |  | No |  |  | V.LOPATA / O.CASTEL | V.LOPATA / O.CASTEL | METROLOGIE / QUA / R. BERNHARDT |  |  | V.LOPATA / O.CASTEL | No | [15 empty] | / |  |  |  |  | No calibration status | 3 - Not affecting quality equipment |  |  |  | Dimensionnel | / | / | [9 empty] | FALSE |  | Micromètre d'extérieur à vis
3118 | CQUA0226_Cale étalon | Cale étalon | CQUA0226 |  | No |  |  | V.LOPATA / O.CASTEL | V.LOPATA / O.CASTEL | METROLOGIE / QUA / Armoire N3 (N3,1) |  |  | V.LOPATA / O.CASTEL | No | [20 empty] | No calibration status | 3 - Not affecting quality equipment |  |  |  | Dimensionnel | According Manufacturer SpecTo be defined | According Manufacturer SpecTo be defined | [9 empty] | FALSE |  | Cale étalon
3119 | CQUA0227_Cale étalon | Cale étalon | CQUA0227 |  | No |  |  | V.LOPATA / O.CASTEL | V.LOPATA / O.CASTEL | METROLOGIE / QUA / Armoire N3 (N3,1) |  |  | V.LOPATA / O.CASTEL | No | [21 empty] | 1 - Product quality and specific measurement equipment |  |  |  | Dimensionnel | According Manufacturer SpecTo be defined | According Manufacturer SpecTo be defined | [9 empty] | FALSE |  | Cale étalon
3120 | CQUA0228_Cale étalon | Cale étalon | CQUA0228 |  | No |  |  | V.LOPATA / O.CASTEL | V.LOPATA / O.CASTEL | METROLOGIE / QUA / Armoire N3 (N3,1) |  |  | V.LOPATA / O.CASTEL | No | [21 empty] | 1 - Product quality and specific measurement equipment |  |  |  | Dimensionnel | According Manufacturer SpecTo be defined | According Manufacturer SpecTo be defined | [9 empty] | FALSE |  | Cale étalon
3121 | CQUA0229_Ultrason | Ultrason | CQUA0229 |  | No |  |  | V.LOPATA / O.CASTEL | V.LOPATA / O.CASTEL | METROLOGIE / QUA / Armoire |  |  | V.LOPATA / O.CASTEL | No | [15 empty] | / |  |  |  |  | No calibration status | 3 - Not affecting quality equipment |  |  |  | Divers | / | / | [9 empty] | FALSE |  | Ultrason
3122 | CQUA0230_Microtome | Microtome | CQUA0230 |  | No |  |  | V.LOPATA / O.CASTEL | V.LOPATA / O.CASTEL | METROLOGIE / QUA / Armoire |  |  | V.LOPATA / O.CASTEL | No | [15 empty] | / |  |  |  |  | No calibration status | 3 - Not affecting quality equipment |  |  |  | Divers | / | / | [9 empty] | FALSE |  | Microtome
3123 | CQUA0231_Réglet | Réglet | CQUA0231 |  | No |  |  | V.LOPATA / O.CASTEL | V.LOPATA / O.CASTEL | METROLOGIE / QUA / Armoire |  |  | V.LOPATA / O.CASTEL | No | [15 empty] | / |  |  |  |  | No calibration status | 3 - Not affecting quality equipment |  |  |  | Dimensionnel | / | / | [9 empty] | FALSE |  | Réglet
3124 | CQUA0232_Microscope | Microscope | CQUA0232 |  | No |  |  | V.LOPATA / O.CASTEL | V.LOPATA / O.CASTEL | METROLOGIE / QUA / Armoire |  |  | V.LOPATA / O.CASTEL | No | [15 empty] | / |  |  |  |  | No calibration status | 3 - Not affecting quality equipment |  |  |  | Dimensionnel | / | / | [9 empty] | FALSE |  | Microscope
3125 | CQUA0233_Microscope | Microscope | CQUA0233 |  | No |  |  | V.LOPATA / O.CASTEL | V.LOPATA / O.CASTEL | METROLOGIE / QUA / Armoire |  |  | V.LOPATA / O.CASTEL | No | [15 empty] | / |  |  |  |  | No calibration status | 3 - Not affecting quality equipment |  |  |  | Dimensionnel | / | / | [9 empty] | FALSE |  | Microscope
3126 | CQUA0234_Rugosimètre | Rugosimètre | CQUA0234 |  | No |  |  | V.LOPATA / O.CASTEL | V.LOPATA / O.CASTEL | METROLOGIE / QUA / TAYLOR HOBSON |  |  | V.LOPATA / O.CASTEL | No | [15 empty] | 11838 |  |  |  |  | Conform | 1 - Product quality and specific measurement equipment | 21/07/2027 00:00:00 |  |  | Dimensionnel | To be defined | To be defined | [9 empty] | FALSE |  | Rugosimètre |  |  | 21/07/2022 00:00:00 |  | 1860
3127 | CQUA0235_mesureur d'écartement de forme | mesureur d'écartement de forme | CQUA0235 |  | No |  |  |  |  | METROLOGIE / QUA / TAYLOR HOBSON |  |  |  | No | [15 empty] | 126 |  |  |  |  | Conform | 1 - Product quality and specific measurement equipment | 30/05/2027 00:00:00 |  |  | Dimensionnel | To be defined | To be defined | [9 empty] | FALSE |  | mesureur d'écartement de forme |  |  | 30/05/2022 00:00:00 |  | 1860
3128 | CQUA0237_Cale étalon | Cale étalon | CQUA0237 |  | No |  |  | V.LOPATA / O.CASTEL | V.LOPATA / O.CASTEL | METROLOGIE / QUA / Armoire |  |  | V.LOPATA / O.CASTEL | No | [15 empty] | 58808 |  |  |  |  | Non-conforme | 1 - Product quality and specific measurement equipment |  |  |  | Dimensionnel | 1/8 mm | ± 5 µm | [9 empty] | FALSE |  | Cale étalon
3129 | CQUA0238_Cale étalon | Cale étalon | CQUA0238 |  | No |  |  | V.LOPATA / O.CASTEL | V.LOPATA / O.CASTEL | METROLOGIE / QUA / Armoire |  |  | V.LOPATA / O.CASTEL | No | [15 empty] | 58807 |  |  |  |  | Non-conforme | 1 - Product quality and specific measurement equipment |  |  |  | Dimensionnel | 1/8 mm | ± 5 µm | [9 empty] | FALSE |  | Cale étalon
3130 | CQUA0239_Bras de mesure 3D | Bras de mesure 3D | CQUA0239 |  | No |  |  | V.LOPATA / O.CASTEL | V.LOPATA / O.CASTEL | METROLOGIE / QUA / Armoire |  |  | V.LOPATA / O.CASTEL | No | [14 empty] | 7540SI | 75 40 SI- 4908-FA |  |  |  |  | Conform | 1 - Product quality and specific measurement equipment | 26/04/2023 10:29:03 |  |  | Dimensionnel | 7 Axes | Respect de la norme détalonnage | [9 empty] | FALSE |  | Bras de mesure 3D |  |  | 26/04/2022 10:29:03 |  | 372
3131 | CQUA0240_Pied à coulisse | Pied à coulisse | CQUA0240 |  | No |  |  | V.LOPATA / O.CASTEL | V.LOPATA / O.CASTEL | METROLOGIE / QUA / R. BAJOUT |  |  | V.LOPATA / O.CASTEL | No | [14 empty] | 573-746-20 | 22 | [5 empty] | 1 - Product quality and specific measurement equipment |  |  |  | Dimensionnel | 0/150 mm | +/- 0,01mm | [9 empty] | FALSE |  | Pied à coulisse
3132 | CQUA0241_Masse étalon | Masse étalon | CQUA0241 |  | No |  |  | K.TALEB | K.TALEB | METROLOGIE / QUA / Zone calibration |  |  | K.TALEB | No | [20 empty] | Conform | 1 - Product quality and specific measurement equipment | 11/05/2023 17:04:27 |  |  | Masse | According Manufacturer SpecTo be defined | According Manufacturer SpecTo be defined | [9 empty] | FALSE |  | Masse étalon |  |  | 11/05/2018 17:04:27 |  | 1860
3133 | CQUA0242_Mesureur d'épaisseur | Mesureur d'épaisseur | CQUA0242 |  | No |  |  | V.LOPATA / O.CASTEL | V.LOPATA / O.CASTEL | METROLOGIE / QUA / Le service |  |  | V.LOPATA / O.CASTEL | No | [14 empty] | 543-681B | 10010953 |  |  |  |  | No calibration status | 3 - Not affecting quality equipment |  |  |  | Dimensionnel | [11 empty] | FALSE |  | Mesureur d'épaisseur
3134 | CQUA0243_Comparateur à tige rentrante | Comparateur à tige rentrante | CQUA0243 |  | No |  |  | V.LOPATA / O.CASTEL | V.LOPATA / O.CASTEL | METROLOGIE / QUA / A.Letupe |  |  | V.LOPATA / O.CASTEL | No | [14 empty] | is-s1012b | 115121 | [5 empty] | 1 - Product quality and specific measurement equipment |  |  |  | Dimensionnel | 0/+12,7 mm | ±0,01 mm | [9 empty] | FALSE |  | Comparateur à tige rentrante
3135 | CQUA0244_Comparateur à tige rentrante | Comparateur à tige rentrante | CQUA0244 |  | No |  |  | V.LOPATA / O.CASTEL | V.LOPATA / O.CASTEL | METROLOGIE / QUA / A.Letupe |  |  | V.LOPATA / O.CASTEL | No | [14 empty] | is-s1012b | 115078 | [5 empty] | 1 - Product quality and specific measurement equipment |  |  |  | Dimensionnel | 0/+12,7 mm | ±0,01 mm | [9 empty] | FALSE |  | Comparateur à tige rentrante
3136 | CQUA0245_Comparateur à tige rentrante | Comparateur à tige rentrante | CQUA0245 |  | No |  |  | V.LOPATA / O.CASTEL | V.LOPATA / O.CASTEL | METROLOGIE / QUA / A.Letupe |  |  | V.LOPATA / O.CASTEL | No | [14 empty] | is-s1012b | 95603 | [5 empty] | 1 - Product quality and specific measurement equipment |  |  |  | Dimensionnel | 0/+12,7 mm | ±0,01 mm | [9 empty] | FALSE |  | Comparateur à tige rentrante
3137 | CQUA0246_Comparateur à tige rentrante | Comparateur à tige rentrante | CQUA0246 |  | No |  |  | V.LOPATA / O.CASTEL | V.LOPATA / O.CASTEL | METROLOGIE / QUA / A.Letupe |  |  | V.LOPATA / O.CASTEL | No | [14 empty] | is-s1012b | 106951 | [5 empty] | 1 - Product quality and specific measurement equipment |  |  |  | Dimensionnel | 0/+12,7 mm | ±0,01 mm | [9 empty] | FALSE |  | Comparateur à tige rentrante
3138 | CQUA0247_Tomographie | Tomographie | CQUA0247 |  | No |  |  | V.LOPATA / O.CASTEL | V.LOPATA / O.CASTEL | METROLOGIE / QUA / Tomographe |  |  | V.LOPATA / O.CASTEL | No | [14 empty] | QOT-160715-6M5X8-XT H 225 LC - 03 | / |  |  |  |  | No calibration status | 3 - Not affecting quality equipment |  |  |  | / |  | / | [9 empty] | FALSE |  | Tomographie
3139 | CQUA0248_CALE ETALON | CALE ETALON | CQUA0248 |  | No |  |  | V.LOPATA / O.CASTEL | V.LOPATA / O.CASTEL | METROLOGIE / QUA / TAYLOR HOBSON |  |  | V.LOPATA / O.CASTEL | No | [15 empty] | 112/4319 |  |  |  |  | Conform | 1 - Product quality and specific measurement equipment | 08/08/2023 13:48:39 |  |  | / | To be defined | To be defined | [9 empty] | FALSE |  | CALE ETALON |  |  | 08/08/2018 13:48:39 |  | 1860
3140 | CQUA0249_CALE ETALON | CALE ETALON | CQUA0249 |  | No |  |  | V.LOPATA / O.CASTEL | V.LOPATA / O.CASTEL | METROLOGIE / QUA / TAYLOR HOBSON |  |  | V.LOPATA / O.CASTEL | No | [15 empty] | 112-2233 |  |  |  |  | Conform | 1 - Product quality and specific measurement equipment | 08/08/2023 13:50:21 |  |  | / | To be defined | To be defined | [9 empty] | FALSE |  | CALE ETALON |  |  | 08/08/2018 13:50:21 |  | 1860
3141 | CQUA0250_Bras de mesure 3D | Bras de mesure 3D | CQUA0250 |  | No |  |  | V.LOPATA / O.CASTEL | V.LOPATA / O.CASTEL | METROLOGIE / QUA / Armoire |  |  | V.LOPATA / O.CASTEL | No | [14 empty] | Arm absolute RA7 7535 SI | 75 35 SI-5975-FA |  |  |  |  | Out of date | 1 - Product quality and specific measurement equipment | 10/01/2023 14:47:14 |  |  | Dimensionnel | 7 Axes | Respect de la norme détalonnage | [9 empty] | FALSE |  | Bras de mesure 3D |  |  | 10/01/2022 14:47:14 |  | 372
3142 | CQUA0251_Malette calibra Gonogo | Malette calibra Gonogo | CQUA0251 |  | No |  |  | S.Guérin | S.Guérin | METROLOGIE / QUA / Gonogo Euro 6 Dfull proto \ |  |  | S.Guérin | No | [15 empty] | INFORMATION COMPLEMENTAIRE |  |  |  |  | No calibration status | 3 - Not affecting quality equipment |  |  |  | Dimensionnel |  | / | [9 empty] | FALSE |  | Malette calibra Gonogo
3143 | CQUA0252_Calibrateur de pression | Calibrateur de pression | CQUA0252 |  | No |  |  | K.TALEB | K.TALEB | METROLOGIE / QUA / Zone calibration |  |  | K.TALEB | No | [14 empty] | 721-1605 | 4208203 |  |  |  |  | Conform | 0 - Standard equipment | 20/05/2024 00:00:00 |  |  | Pression | According Manufacturer SpecTo be defined | According Manufacturer SpecTo be defined | [9 empty] | FALSE |  | Calibrateur de pression |  |  | 20/05/2022 00:00:00 |  | 744
3144 | CQUA0253_Densimetre | Densimetre | CQUA0253 |  | No |  |  | K.TALEB | K.TALEB | METROLOGIE / QUA / Zone calibration |  |  | K.TALEB | No | [14 empty] | DMA 35 V3 EX | 82672133 |  |  |  |  | Out of date | 0 - Standard equipment | 03/12/2022 07:38:05 |  |  | Chimie | According Manufacturer SpecTo be defined | According Manufacturer SpecTo be defined | [9 empty] | FALSE |  | Densimetre |  |  | 03/12/2020 07:38:05 |  | 744
3145 | CQUA0254_BALANCE | BALANCE | CQUA0254 |  | No |  |  | K.TALEB | K.TALEB | METROLOGIE / QUA / Zone calibration |  |  | K.TALEB | No | [14 empty] | DFWLB-3 | 100690598 |  |  |  |  | Conform | 0 - Standard equipment | 25/07/2024 11:14:45 |  |  | Masse | According Manufacturer SpecTo be defined | According Manufacturer SpecTo be defined | [9 empty] | FALSE |  | BALANCE |  |  | 25/07/2022 11:14:45 |  | 744
3146 | CQUA0255_Multimeter | Multimeter | CQUA0255 |  | No |  |  | K.TALEB | K.TALEB | METROLOGIE / QUA / Zone calibration |  |  | K.TALEB | No | [14 empty] | 34401A | US36036911 |  |  |  |  | Conform | 0 - Standard equipment | 10/03/2023 00:00:00 |  |  | Electricité | According Manufacturer SpecTo be defined | According Manufacturer SpecTo be defined | [9 empty] | FALSE |  | Multimeter |  |  | 10/03/2021 00:00:00 |  | 744
3147 | CQUA0256_Standard thermostatic bath | Standard thermostatic bath | CQUA0256 |  | No |  |  | K.TALEB | K.TALEB | METROLOGIE / QUA / Zone calibration |  |  | K.TALEB | No | [14 empty] | tp 17200(s) | 1811414 |  |  |  |  | Out of date | 0 - Standard equipment | 10/11/2022 08:46:36 |  |  | Température | -55/+200 °C | to be defined | [9 empty] | FALSE |  | Standard thermostatic bath |  |  | 10/11/2020 08:46:36 |  | 744
3148 | CQUA0257_shunt | shunt | CQUA0257 |  | No |  |  | K.TALEB | K.TALEB | METROLOGIE / QUA / Zone calibration |  |  | K.TALEB | No | [14 empty] | / | J41244 |  |  |  |  | Out of date | 0 - Standard equipment | 30/12/2022 00:00:00 |  |  | Electrique | 75A | to be defined | [9 empty] | FALSE |  | shunt |  |  | 30/12/2020 00:00:00 |  | 744
3149 | CQUA0258_shunt | shunt | CQUA0258 |  | No |  |  | K.TALEB | K.TALEB | METROLOGIE / QUA / Zone calibration |  |  | K.TALEB | No | [14 empty] | / | H74847 |  |  |  |  | Out of date | 0 - Standard equipment | 30/12/2022 00:00:00 |  |  | Electrique | 30A | to be defined | [9 empty] | FALSE |  | shunt |  |  | 30/12/2020 00:00:00 |  | 744
3150 | CQUA0259_shunt | shunt | CQUA0259 |  | No |  |  | K.TALEB | K.TALEB | METROLOGIE / QUA / Zone calibration |  |  | K.TALEB | No | [15 empty] | / |  |  |  |  | Out of date | 0 - Standard equipment | 04/01/2023 00:00:00 |  |  | Electrique | 10A | to be defined | [9 empty] | FALSE |  | shunt |  |  | 04/01/2021 00:00:00 |  | 744
3151 | CQUA0260_Masse étalon | Masse étalon | CQUA0260 |  | No |  |  | K.TALEB | K.TALEB | METROLOGIE / QUA / Zone calibration |  |  | K.TALEB | No | [15 empty] | D17103 |  |  |  |  | Conform | 0 - Standard equipment | 11/10/2023 00:00:00 |  |  | Masse | 5 Kg | to be defined | [9 empty] | FALSE |  | Masse étalon |  |  | 11/10/2018 00:00:00 |  | 1860
3152 | CQUA0261_Masse étalon | Masse étalon | CQUA0261 |  | No |  |  | K.TALEB | K.TALEB | METROLOGIE / QUA / Zone calibration |  |  | K.TALEB | No | [15 empty] | D17104 |  |  |  |  | Conform | 0 - Standard equipment | 18/10/2023 09:30:38 |  |  | Masse | 5 Kg | to be defined | [9 empty] | FALSE |  | Masse étalon |  |  | 18/10/2018 09:30:38 |  | 1860
3153 | CQUA0262_Masse étalon | Masse étalon | CQUA0262 |  | No |  |  | K.TALEB | K.TALEB | METROLOGIE / QUA / Zone calibration |  |  | K.TALEB | No | [15 empty] | D17106 |  |  |  |  | Conform | 0 - Standard equipment | 18/10/2023 00:00:00 |  |  | Masse | 20 Kg | to be defined | [9 empty] | FALSE |  | Masse étalon |  |  | 18/10/2018 00:00:00 |  | 1860
3154 | CQUA0263_Masse étalon | Masse étalon | CQUA0263 |  | No |  |  | K.TALEB | K.TALEB | METROLOGIE / QUA / Zone calibration |  |  | K.TALEB | No | [15 empty] | D17107 |  |  |  |  | Conform | 0 - Standard equipment | 18/10/2023 00:00:00 |  |  | Masse | 20 Kg | to be defined | [9 empty] | FALSE |  | Masse étalon |  |  | 18/10/2018 00:00:00 |  | 1860
3155 | CQUA0264_Masse étalon | Masse étalon | CQUA0264 |  | No |  |  | K.TALEB | K.TALEB | METROLOGIE / QUA / Zone calibration |  |  | K.TALEB | No | [15 empty] | D17108 |  |  |  |  | Conform | 0 - Standard equipment | 18/10/2023 00:00:00 |  |  | Masse | 20 Kg | to be defined | [9 empty] | FALSE |  | Masse étalon |  |  | 18/10/2018 00:00:00 |  | 1860
3156 | CQUA0265_Masse étalon | Masse étalon | CQUA0265 |  | No |  |  | K.TALEB | K.TALEB | METROLOGIE / QUA / Zone calibration |  |  | K.TALEB | No | [15 empty] | D17108 |  |  |  |  | Conform | 0 - Standard equipment | 18/10/2023 00:00:00 |  |  | Masse | 20 Kg | to be defined | [9 empty] | FALSE |  | Masse étalon |  |  | 18/10/2018 00:00:00 |  | 1860
3157 | CQUA0266_Masse étalon | Masse étalon | CQUA0266 |  | No |  |  | K.TALEB | K.TALEB | METROLOGIE / QUA / Zone calibration |  |  | K.TALEB | No | [15 empty] | D17109 |  |  |  |  | Conform | 0 - Standard equipment | 18/10/2023 00:00:00 |  |  | Masse | 20 Kg | to be defined | [9 empty] | FALSE |  | Masse étalon |  |  | 18/10/2018 00:00:00 |  | 1860
3158 | CQUA0267_Masse étalon | Masse étalon | CQUA0267 |  | No |  |  | K.TALEB | K.TALEB | METROLOGIE / QUA / Zone calibration |  |  | K.TALEB | No | [15 empty] | D17110 |  |  |  |  | Conform | 0 - Standard equipment | 18/10/2023 00:00:00 |  |  | Masse | 20 Kg | to be defined | [9 empty] | FALSE |  | Masse étalon |  |  | 18/10/2018 00:00:00 |  | 1860
3159 | CQUA0268_Masse étalon | Masse étalon | CQUA0268 |  | No |  |  | K.TALEB | K.TALEB | METROLOGIE / QUA / Zone calibration |  |  | K.TALEB | No | [15 empty] | D17111 |  |  |  |  | Conform | 0 - Standard equipment | 18/10/2023 00:00:00 |  |  | Masse | 20 Kg | to be defined | [9 empty] | FALSE |  | Masse étalon |  |  | 18/10/2018 00:00:00 |  | 1860
3160 | CQUA0269_Masse étalon | Masse étalon | CQUA0269 |  | No |  |  | K.TALEB | K.TALEB | METROLOGIE / QUA / Zone calibration |  |  | K.TALEB | No | [15 empty] | D17112 |  |  |  |  | Conform | 0 - Standard equipment | 18/10/2023 00:00:00 |  |  | Masse | 20 Kg | to be defined | [9 empty] | FALSE |  | Masse étalon |  |  | 18/10/2018 00:00:00 |  | 1860
3161 | CQUA0270_Masse étalon | Masse étalon | CQUA0270 |  | No |  |  | K.TALEB | K.TALEB | METROLOGIE / QUA / Zone calibration |  |  | K.TALEB | No | [15 empty] | D17113 |  |  |  |  | Conform | 0 - Standard equipment | 18/10/2023 00:00:00 |  |  | Masse | 20 Kg | to be defined | [9 empty] | FALSE |  | Masse étalon |  |  | 18/10/2018 00:00:00 |  | 1860
3162 | CQUA0271_Masse étalon | Masse étalon | CQUA0271 |  | No |  |  | K.TALEB | K.TALEB | METROLOGIE / QUA / Zone calibration |  |  | K.TALEB | No | [15 empty] | D17114 |  |  |  |  | Conform | 0 - Standard equipment | 18/10/2023 00:00:00 |  |  | Masse | 20 Kg | to be defined | [9 empty] | FALSE |  | Masse étalon |  |  | 18/10/2018 00:00:00 |  | 1860
3163 | CQUA0272_Masse étalon | Masse étalon | CQUA0272 |  | No |  |  | K.TALEB | K.TALEB | METROLOGIE / QUA / Zone calibration |  |  | K.TALEB | No | [15 empty] | D17115 |  |  |  |  | Conform | 0 - Standard equipment | 18/10/2023 00:00:00 |  |  | Masse | 20 Kg | to be defined | [9 empty] | FALSE |  | Masse étalon |  |  | 18/10/2018 00:00:00 |  | 1860
3164 | CQUA0273_Masse étalon | Masse étalon | CQUA0273 |  | No |  |  | K.TALEB | K.TALEB | METROLOGIE / QUA / Zone calibration |  |  | K.TALEB | No | [15 empty] | D17116 |  |  |  |  | Conform | 0 - Standard equipment | 18/10/2023 00:00:00 |  |  | Masse | 20 Kg | to be defined | [9 empty] | FALSE |  | Masse étalon |  |  | 18/10/2018 00:00:00 |  | 1860
3165 | CQUA0274_Masse étalon | Masse étalon | CQUA0274 |  | No |  |  | K.TALEB | K.TALEB | METROLOGIE / QUA / Zone calibration |  |  | K.TALEB | No | [15 empty] | D17117 |  |  |  |  | Conform | 0 - Standard equipment | 18/10/2023 00:00:00 |  |  | Masse | 20 Kg | to be defined | [9 empty] | FALSE |  | Masse étalon |  |  | 18/10/2018 00:00:00 |  | 1860
3166 | CQUA0275_Masse étalon | Masse étalon | CQUA0275 |  | No |  |  | K.TALEB | K.TALEB | METROLOGIE / QUA / Zone calibration |  |  | K.TALEB | No | [15 empty] | D17118 |  |  |  |  | Conform | 0 - Standard equipment | 18/10/2023 00:00:00 |  |  | Masse | 20 Kg | to be defined | [9 empty] | FALSE |  | Masse étalon |  |  | 18/10/2018 00:00:00 |  | 1860
3167 | CQUA0276_Masse étalon | Masse étalon | CQUA0276 |  | No |  |  | K.TALEB | K.TALEB | METROLOGIE / QUA / Zone calibration |  |  | K.TALEB | No | [15 empty] | D17119 |  |  |  |  | Conform | 0 - Standard equipment | 18/10/2023 00:00:00 |  |  | Masse | 20 Kg | to be defined | [9 empty] | FALSE |  | Masse étalon |  |  | 18/10/2018 00:00:00 |  | 1860
3168 | CQUA0277_Masse étalon | Masse étalon | CQUA0277 |  | No |  |  | K.TALEB | K.TALEB | METROLOGIE / QUA / Zone calibration |  |  | K.TALEB | No | [15 empty] | D17120 |  |  |  |  | Conform | 0 - Standard equipment | 18/10/2023 00:00:00 |  |  | Masse | 20 Kg | to be defined | [9 empty] | FALSE |  | Masse étalon |  |  | 18/10/2018 00:00:00 |  | 1860
3169 | CQUA0278_centrale d'acquisition | centrale d'acquisition | CQUA0278 |  | No |  |  | K.TALEB | K.TALEB | METROLOGIE / QUA / Zone calibration |  |  | K.TALEB | No | [14 empty] | 34970a | MY41026548 |  |  |  |  | Out of date | 0 - Standard equipment | 20/11/2022 00:00:00 |  |  | Electricité | To be defined | to be defined | [9 empty] | FALSE |  | centrale d'acquisition |  |  | 20/11/2020 00:00:00 |  | 744
3170 | CQUA0278-01_sonde de température PT100 | sonde de température PT100 | CQUA0278-01 |  | No |  |  | K.TALEB | K.TALEB | METROLOGIE / QUA / Zone calibration |  |  | K.TALEB | No | [20 empty] | No calibration status | 3 - Not affecting quality equipment |  |  |  | Température | -70/+170°C | to be defined | [9 empty] | FALSE |  | sonde de température PT100
3171 | CQUA0278-02_sonde de température PT100 | sonde de température PT100 | CQUA0278-02 |  | No |  |  | K.TALEB | K.TALEB | METROLOGIE / QUA / Zone calibration |  |  | K.TALEB | No | [20 empty] | No calibration status | 3 - Not affecting quality equipment |  |  |  | Température | -70/+170°C | to be defined | [9 empty] | FALSE |  | sonde de température PT100
3172 | CQUA0278-03_sonde de température PT100 | sonde de température PT100 | CQUA0278-03 |  | No |  |  | K.TALEB | K.TALEB | METROLOGIE / QUA / Zone calibration |  |  | K.TALEB | No | [20 empty] | No calibration status | 3 - Not affecting quality equipment |  |  |  | Température | -70/+170°C | to be defined | [9 empty] | FALSE |  | sonde de température PT100
3173 | CQUA0278-04_sonde de température PT100 | sonde de température PT100 | CQUA0278-04 |  | No |  |  | K.TALEB | K.TALEB | METROLOGIE / QUA / Zone calibration |  |  | K.TALEB | No | [20 empty] | No calibration status | 3 - Not affecting quality equipment |  |  |  | Température | -70/+170°C | to be defined | [9 empty] | FALSE |  | sonde de température PT100
3174 | CQUA0278-05_sonde de température PT100 | sonde de température PT100 | CQUA0278-05 |  | No |  |  | K.TALEB | K.TALEB | METROLOGIE / QUA / Zone calibration |  |  | K.TALEB | No | [20 empty] | No calibration status | 3 - Not affecting quality equipment |  |  |  | Température | -70/+170°C | to be defined | [9 empty] | FALSE |  | sonde de température PT100
3175 | CQUA0278-06_sonde de température PT100 | sonde de température PT100 | CQUA0278-06 |  | No |  |  | K.TALEB | K.TALEB | METROLOGIE / QUA / Zone calibration |  |  | K.TALEB | No | [20 empty] | No calibration status | 3 - Not affecting quality equipment |  |  |  | Température | -70/+170°C | to be defined | [9 empty] | FALSE |  | sonde de température PT100
3176 | CQUA0278-07_sonde de température PT100 | sonde de température PT100 | CQUA0278-07 |  | No |  |  | K.TALEB | K.TALEB | METROLOGIE / QUA / Zone calibration |  |  | K.TALEB | No | [20 empty] | No calibration status | 3 - Not affecting quality equipment |  |  |  | Température | -70/+170°C | to be defined | [9 empty] | FALSE |  | sonde de température PT100
3177 | CQUA0278-08_sonde de température PT100 | sonde de température PT100 | CQUA0278-08 |  | No |  |  | K.TALEB | K.TALEB | METROLOGIE / QUA / Zone calibration |  |  | K.TALEB | No | [20 empty] | No calibration status | 3 - Not affecting quality equipment |  |  |  | Température | -70/+170°C | to be defined | [9 empty] | FALSE |  | sonde de température PT100
3178 | CQUA0278-09_sonde de température PT100 | sonde de température PT100 | CQUA0278-09 |  | No |  |  | K.TALEB | K.TALEB | METROLOGIE / QUA / Zone calibration |  |  | K.TALEB | No | [20 empty] | No calibration status | 3 - Not affecting quality equipment |  |  |  | Température | -70/+170°C | to be defined | [9 empty] | FALSE |  | sonde de température PT100
3179 | CQUA0278-10_sonde de température PT100 | sonde de température PT100 | CQUA0278-10 |  | No |  |  | K.TALEB | K.TALEB | METROLOGIE / QUA / Zone calibration |  |  | K.TALEB | No | [20 empty] | No calibration status | 3 - Not affecting quality equipment |  |  |  | Température | -70/+170°C | to be defined | [9 empty] | FALSE |  | sonde de température PT100
3180 | CQUA0278-11_sonde de température PT100 | sonde de température PT100 | CQUA0278-11 |  | No |  |  | K.TALEB | K.TALEB | METROLOGIE / QUA / Zone calibration |  |  | K.TALEB | No | [20 empty] | No calibration status | 3 - Not affecting quality equipment |  |  |  | Température | -70/+170°C | to be defined | [9 empty] | FALSE |  | sonde de température PT100
3181 | CQUA0278-12_sonde de température PT100 | sonde de température PT100 | CQUA0278-12 |  | No |  |  | K.TALEB | K.TALEB | METROLOGIE / QUA / Zone calibration |  |  | K.TALEB | No | [20 empty] | No calibration status | 3 - Not affecting quality equipment |  |  |  | Température | -70/+170°C | to be defined | [9 empty] | FALSE |  | sonde de température PT100
3182 | CQUA0278-13_sonde de température PT100 | sonde de température PT100 | CQUA0278-13 |  | No |  |  | K.TALEB | K.TALEB | METROLOGIE / QUA / Zone calibration |  |  | K.TALEB | No | [20 empty] | No calibration status | 3 - Not affecting quality equipment |  |  |  | Température | -70/+170°C | to be defined | [9 empty] | FALSE |  | sonde de température PT100
3183 | CQUA0278-14_sonde de température PT100 | sonde de température PT100 | CQUA0278-14 |  | No |  |  | K.TALEB | K.TALEB | METROLOGIE / QUA / Zone calibration |  |  | K.TALEB | No | [20 empty] | No calibration status | 3 - Not affecting quality equipment |  |  |  | Température | -70/+170°C | to be defined | [9 empty] | FALSE |  | sonde de température PT100
3184 | CQUA0278-15_sonde de température PT100 | sonde de température PT100 | CQUA0278-15 |  | No |  |  | K.TALEB | K.TALEB | METROLOGIE / QUA / Zone calibration |  |  | K.TALEB | No | [20 empty] | No calibration status | 3 - Not affecting quality equipment |  |  |  | Température | -70/+170°C | to be defined | [9 empty] | FALSE |  | sonde de température PT100
3185 | CQUA0278-16_sonde de température PT100 | sonde de température PT100 | CQUA0278-16 |  | No |  |  | K.TALEB | K.TALEB | METROLOGIE / QUA / Zone calibration |  |  | K.TALEB | No | [20 empty] | No calibration status | 3 - Not affecting quality equipment |  |  |  | Température | -70/+170°C | to be defined | [9 empty] | FALSE |  | sonde de température PT100
3186 | CQUA0278-17_sonde de température PT100 | sonde de température PT100 | CQUA0278-17 |  | No |  |  | K.TALEB | K.TALEB | METROLOGIE / QUA / Zone calibration |  |  | K.TALEB | No | [20 empty] | No calibration status | 3 - Not affecting quality equipment |  |  |  | Température | -70/+170°C | to be defined | [9 empty] | FALSE |  | sonde de température PT100
3187 | CQUA0278-18_sonde de température PT100 | sonde de température PT100 | CQUA0278-18 |  | No |  |  | K.TALEB | K.TALEB | METROLOGIE / QUA / Zone calibration |  |  | K.TALEB | No | [20 empty] | No calibration status | 3 - Not affecting quality equipment |  |  |  | Température | -70/+170°C | to be defined | [9 empty] | FALSE |  | sonde de température PT100
3188 | CQUA0278-19_sonde de température PT100 | sonde de température PT100 | CQUA0278-19 |  | No |  |  | K.TALEB | K.TALEB | METROLOGIE / QUA / Zone calibration |  |  | K.TALEB | No | [20 empty] | No calibration status | 3 - Not affecting quality equipment |  |  |  | Température | -70/+170°C | to be defined | [9 empty] | FALSE |  | sonde de température PT100
3189 | CQUA0278-20_sonde de température PT100 | sonde de température PT100 | CQUA0278-20 |  | No |  |  | K.TALEB | K.TALEB | METROLOGIE / QUA / Zone calibration |  |  | K.TALEB | No | [20 empty] | No calibration status | 3 - Not affecting quality equipment |  |  |  | Température | -70/+170°C | to be defined | [9 empty] | FALSE |  | sonde de température PT100
3190 | CQUA0279_marbre | marbre | CQUA0279 |  | No |  |  | K.TALEB | K.TALEB | METROLOGIE / QUA / Zone calibration |  |  | K.TALEB | No | [20 empty] | Conform | 1 - Product quality and specific measurement equipment | 10/06/2025 00:00:00 |  |  | Dimensionnel | To be defined | to be defined | [9 empty] | FALSE |  | marbre |  |  | 10/06/2020 00:00:00 |  | 1860
3191 | CQUA0280_charge électronique | charge électronique | CQUA0280 |  | No |  |  | K.TALEB | K.TALEB | METROLOGIE / QUA / Zone calibration |  |  | K.TALEB | No | [14 empty] | ld400 | - |  |  |  |  | Conform | 1 - Product quality and specific measurement equipment | 26/02/2023 09:40:27 |  |  | Electricité | To be defined | to be defined | [9 empty] | FALSE |  | charge électronique |  |  | 26/02/2021 09:40:27 |  | 744
3192 | CQUA0281_Thermo-hygromètre | Thermo-hygromètre | CQUA0281 |  | No |  |  | K.TALEB | K.TALEB | METROLOGIE / QUA / Zone calibration |  |  | K.TALEB | No | [14 empty] | rs172 | 180924246 |  |  |  |  | Conform | 1 - Product quality and specific measurement equipment | 05/04/2023 00:00:00 |  |  | Humidité | According Manufacturer SpecTo be defined | According Manufacturer SpecTo be defined | [9 empty] | FALSE |  | Thermo-hygromètre |  |  | 05/04/2019 00:00:00 |  | 1488
3193 | CQUA0282_Chaine de température | Chaine de température | CQUA0282 |  | No |  |  | K.TALEB | K.TALEB | METROLOGIE / QUA / Zone calibration |  |  | K.TALEB | No | [14 empty] | MH3750/PT100 GTF401 | 105589/- |  |  |  |  | Conform | 1 - Product quality and specific measurement equipment | 31/03/2023 00:00:00 |  |  | Température | According Manufacturer SpecTo be defined | According Manufacturer SpecTo be defined | [9 empty] | FALSE |  | Chaine de température |  |  | 31/03/2021 00:00:00 |  | 744
3194 | CQUA0283_alimentation stabilisée | alimentation stabilisée | CQUA0283 |  | No |  |  | K.TALEB | K.TALEB | METROLOGIE / QUA / Zone calibration |  |  | K.TALEB | No | [15 empty] | / |  |  |  |  | No calibration status | 3 - Not affecting quality equipment |  |  |  | Electrique | According Manufacturer SpecTo be defined | According Manufacturer SpecTo be defined | [9 empty] | FALSE |  | alimentation stabilisée
3195 | CQUA0284_Thermo-hygromètre | Thermo-hygromètre | CQUA0284 |  | No |  |  | K.TALEB | K.TALEB | METROLOGIE / QUA / Zone calibration |  |  | K.TALEB | No | [14 empty] | rs172 | 180924242 |  |  |  |  | No calibration status | 3 - Not affecting quality equipment |  |  |  | Humidité | According Manufacturer SpecTo be defined | According Manufacturer SpecTo be defined | [9 empty] | FALSE |  | Thermo-hygromètre
3196 | CQUA0285_Telemeter | Telemeter | CQUA0285 |  | No |  |  | K.TALEB | K.TALEB | METROLOGIE / QUA / Zone calibration |  |  | K.TALEB | No | [14 empty] | RSLDM-50H | 180500153 |  |  |  |  | No calibration status | 3 - Not affecting quality equipment |  |  |  | Dimensionnel |  | / | [9 empty] | FALSE |  | Telemeter
3197 | CQUA0286_Box Decade | Box Decade | CQUA0286 |  | No |  |  | K.TALEB | K.TALEB | METROLOGIE / QUA / Zone calibration |  |  | K.TALEB | No | [14 empty] | zx76E | 181209 |  |  |  |  | Conform | 0 - Standard equipment | 26/02/2023 00:00:00 |  |  | Electrique | According Manufacturer SpecTo be defined | According Manufacturer SpecTo be defined | [9 empty] | FALSE |  | Box Decade |  |  | 26/02/2021 00:00:00 |  | 744
3198 | CQUA0287_Diplay Air Flow | Diplay Air Flow | CQUA0287 |  | No |  |  | K.TALEB | K.TALEB | METROLOGIE / QUA / Zone calibration |  |  | K.TALEB | No | [20 empty] | No calibration status | 3 - Not affecting quality equipment |  |  |  | Débit |  | to be defined | [9 empty] | FALSE |  | Diplay Air Flow
3199 | CQUA0287-01_Air Flow Standard | Air Flow Standard | CQUA0287-01 |  | No |  |  | K.TALEB | K.TALEB | METROLOGIE / QUA / Zone calibration |  |  | K.TALEB | No | [14 empty] | 1559A-100L-SV | 27691SPF |  |  |  |  | Conform | 0 - Standard equipment | 02/09/2023 00:00:00 |  |  | Débit | 0/100L/min | According Manufacturer SpecTo be defined | [9 empty] | FALSE |  | Air Flow Standard |  |  | 02/09/2021 00:00:00 |  | 744
3200 | CQUA0287-02_Air Flow Standard | Air Flow Standard | CQUA0287-02 |  | No |  |  | K.TALEB | K.TALEB | METROLOGIE / QUA / Zone calibration |  |  | K.TALEB | No | [14 empty] | / | 27688 SPF |  |  |  |  | Conform | 0 - Standard equipment | 02/09/2023 00:00:00 |  |  | Débit | 0/2L/min | According Manufacturer SpecTo be defined | [9 empty] | FALSE |  | Air Flow Standard |  |  | 02/09/2021 00:00:00 |  | 744
3201 | CQUA0287-03_Air Flow Standard | Air Flow Standard | CQUA0287-03 |  | No |  |  | K.TALEB | K.TALEB | METROLOGIE / QUA / Zone calibration |  |  | K.TALEB | No | [14 empty] | / | 27690 SPF |  |  |  |  | Conform | 0 - Standard equipment | 01/09/2023 00:00:00 |  |  | Débit | 0/0,5L/min | According Manufacturer SpecTo be defined | [9 empty] | FALSE |  | Air Flow Standard |  |  | 01/09/2021 00:00:00 |  | 744
3202 | CQUA0288_binoculaire | binoculaire | CQUA0288 |  | No |  |  | V.Lopata/ O.CASTEL | V.Lopata/ O.CASTEL | METROLOGIE / QUA / Armoire |  |  | V.Lopata/ O.CASTEL | No | [20 empty] | No calibration status | 3 - Not affecting quality equipment |  |  |  | - |  | APROCH DEVICE | [9 empty] | FALSE |  | binoculaire
3203 | CQUA0289_binoculaire | binoculaire | CQUA0289 |  | No |  |  | V.Lopata/ O.CASTEL | V.Lopata/ O.CASTEL | METROLOGIE / QUA / Armoire |  |  | V.Lopata/ O.CASTEL | No | [20 empty] | No calibration status | 3 - Not affecting quality equipment |  |  |  | - |  | APROCH DEVICE | [9 empty] | FALSE |  | binoculaire
3204 | CQUA0290_MICROTOME | MICROTOME | CQUA0290 |  | No |  |  | V.Lopata/ O.CASTEL | V.Lopata/ O.CASTEL | METROLOGIE / QUA / Armoire |  |  | V.Lopata/ O.CASTEL | No | [20 empty] | No calibration status | 3 - Not affecting quality equipment |  |  |  | - |  | APROCH DEVICE | [9 empty] | FALSE |  | MICROTOME
3205 | CQUA0291_MICROTOME | MICROTOME | CQUA0291 |  | No |  |  | V.Lopata/ O.CASTEL | V.Lopata/ O.CASTEL | METROLOGIE / QUA / Armoire |  |  | V.Lopata/ O.CASTEL | No | [20 empty] | No calibration status | 3 - Not affecting quality equipment |  |  |  | - |  | APROCH DEVICE | [9 empty] | FALSE |  | MICROTOME
3206 | CQUA0292_Ruler | Ruler | CQUA0292 |  | No |  |  | V.Lopata/ O.CASTEL | V.Lopata/ O.CASTEL | METROLOGIE / QUA / J-P. Amiard |  |  | V.Lopata/ O.CASTEL | No | [20 empty] | No calibration status | 3 - Not affecting quality equipment |  |  |  | Dimensionnel |  | APROCH DEVICE | [9 empty] | FALSE |  | Ruler
3207 | CQUA0293_Ruler | Ruler | CQUA0293 |  | No |  |  | V.Lopata/ O.CASTEL | V.Lopata/ O.CASTEL | METROLOGIE / QUA / J-P. Amiard |  |  | V.Lopata/ O.CASTEL | No | [20 empty] | No calibration status | 3 - Not affecting quality equipment |  |  |  | Dimensionnel |  | APROCH DEVICE | [9 empty] | FALSE |  | Ruler
3208 | CQUA0294_Ruler | Ruler | CQUA0294 |  | No |  |  | V.Lopata/ O.CASTEL | V.Lopata/ O.CASTEL | METROLOGIE / QUA / J-P. Amiard |  |  | V.Lopata/ O.CASTEL | No | [20 empty] | No calibration status | 3 - Not affecting quality equipment |  |  |  | Dimensionnel |  | APROCH DEVICE | [9 empty] | FALSE |  | Ruler
3209 | CQUA0295_Ruler | Ruler | CQUA0295 |  | No |  |  | V.Lopata/ O.CASTEL | V.Lopata/ O.CASTEL | METROLOGIE / QUA / J-P. Amiard |  |  | V.Lopata/ O.CASTEL | No | [20 empty] | No calibration status | 3 - Not affecting quality equipment |  |  |  | Dimensionnel |  | APROCH DEVICE | [9 empty] | FALSE |  | Ruler
3210 | CQUA0296_Dyno lite | Dyno lite | CQUA0296 |  | No |  |  | V.Lopata/ O.CASTEL | V.Lopata/ O.CASTEL | METROLOGIE / QUA / J-P. Amiard |  |  | V.Lopata/ O.CASTEL | No | [20 empty] | No calibration status | 3 - Not affecting quality equipment |  |  |  | Dimensionnel |  | APROCH DEVICE | [9 empty] | FALSE |  | Dyno lite
3211 | CQUA0297_Gauge block | Gauge block | CQUA0297 |  | No |  |  | V.Lopata/ O.CASTEL | V.Lopata/ O.CASTEL | METROLOGIE / QUA / J-P. Amiard |  |  | V.Lopata/ O.CASTEL | No | [20 empty] | No calibration status | 3 - Not affecting quality equipment |  |  |  | Dimensionnel |  | APROCH DEVICE | [9 empty] | FALSE |  | Gauge block
3212 | CQUA0298_Mass standard | Mass standard | CQUA0298 |  | No |  |  | K.TALEB | K.TALEB | METROLOGIE / QUA / Zone calibration |  |  | K.TALEB | No | [15 empty] | D17105 |  |  |  |  | Conform | 0 - Standard equipment | 18/10/2023 09:58:58 |  |  | Masse | 10 Kg | to be defined | [9 empty] | FALSE |  | Mass standard |  |  | 18/10/2018 09:58:58 |  | 1860
3213 | CQUA0299_EMBASE JAUGE | EMBASE JAUGE | CQUA0299 |  | No |  |  | V.LOPATA / O.CASTEL | V.LOPATA / O.CASTEL | METROLOGIE / QUA / M. Pereira |  |  | V.LOPATA / O.CASTEL | No | [14 empty] | 900371 | / |  |  |  |  | No calibration status | 3 - Not affecting quality equipment |  |  |  | Dimensionnel | Approach Device | Approach Device | [9 empty] | FALSE |  | EMBASE JAUGE
3214 | CQUA0300_Mass standard | Mass standard | CQUA0300 |  | No |  |  | K.TALEB | K.TALEB | METROLOGIE / QUA / Zone calibration |  |  | K.TALEB | No | [15 empty] | D18247 |  |  |  |  | Conform | 0 - Standard equipment | 04/06/2024 00:00:00 |  |  | Masse | 1 mg | to be defined | [9 empty] | FALSE |  | Mass standard |  |  | 04/06/2019 00:00:00 |  | 1860
3215 | CQUA0301_Mass standard | Mass standard | CQUA0301 |  | No |  |  | K.TALEB | K.TALEB | METROLOGIE / QUA / Zone calibration |  |  | K.TALEB | No | [15 empty] | D18246 |  |  |  |  | Conform | 0 - Standard equipment | 04/06/2024 00:00:00 |  |  | Masse | 1 mg | to be defined | [9 empty] | FALSE |  | Mass standard |  |  | 04/06/2019 00:00:00 |  | 1860
3216 | CQUA0302_Mass standard | Mass standard | CQUA0302 |  | No |  |  | K.TALEB | K.TALEB | METROLOGIE / QUA / Zone calibration |  |  | K.TALEB | No | [15 empty] | D18248 |  |  |  |  | Conform | 0 - Standard equipment | 04/06/2024 12:05:34 |  |  | Masse | 2 mg | to be defined | [9 empty] | FALSE |  | Mass standard |  |  | 04/06/2019 12:05:34 |  | 1860
3217 | CQUA0303_Mass standard | Mass standard | CQUA0303 |  | No |  |  | K.TALEB | K.TALEB | METROLOGIE / QUA / Zone calibration |  |  | K.TALEB | No | [15 empty] | D18249 |  |  |  |  | Conform | 0 - Standard equipment | 04/06/2024 00:00:00 |  |  | Masse | 2 mg | to be defined | [9 empty] | FALSE |  | Mass standard |  |  | 04/06/2019 00:00:00 |  | 1860
3218 | CQUA0304_Mass standard | Mass standard | CQUA0304 |  | No |  |  | K.TALEB | K.TALEB | METROLOGIE / QUA / Zone calibration |  |  | K.TALEB | No | [15 empty] | D18250 |  |  |  |  | Conform | 0 - Standard equipment | 04/06/2024 00:00:00 |  |  | Masse | 5 mg | to be defined | [9 empty] | FALSE |  | Mass standard |  |  | 04/06/2019 00:00:00 |  | 1860
3219 | CQUA0305_Mass standard | Mass standard | CQUA0305 |  | No |  |  | K.TALEB | K.TALEB | METROLOGIE / QUA / Zone calibration |  |  | K.TALEB | No | [15 empty] | D18244 |  |  |  |  | Conform | 0 - Standard equipment | 04/06/2024 00:00:00 |  |  | Masse | 5 mg | to be defined | [9 empty] | FALSE |  | Mass standard |  |  | 04/06/2019 00:00:00 |  | 1860
3220 | CQUA0306_Thickness Gauge | Thickness Gauge | CQUA0306 |  | No |  |  | V.LOPATA / O.CASTEL | V.LOPATA / O.CASTEL | METROLOGIE / QUA / D. Bonnerot |  |  | V.LOPATA / O.CASTEL | No | [20 empty] | No calibration status | 3 - Not affecting quality equipment |  |  |  | Dimensionnel |  | / | [9 empty] | FALSE |  | Thickness Gauge
3221 | CQUA0307_scan | scan | CQUA0307 |  | No |  |  | V.LOPATA / O.CASTEL | V.LOPATA / O.CASTEL | METROLOGIE / QUA / MMT |  |  | V.LOPATA / O.CASTEL | No | [14 empty] | / | / |  |  |  |  | No calibration status | 3 - Not affecting quality equipment |  |  |  | Optique |  | / | [9 empty] | FALSE |  | scan
3222 | CQUA0308_Pied à coulisse | Pied à coulisse | CQUA0308 |  | No |  |  | E.PIERRE | E.PIERRE | METROLOGIE / QUA |  |  | E.PIERRE | No | [20 empty] | No calibration status | 3 - Not affecting quality equipment |  |  |  | Dimensionnel | 0 / 150 mm | ± 0,01 mm | [9 empty] | FALSE |  | Pied à coulisse
3223 | CQUA0309_Pied à coulisse | Pied à coulisse | CQUA0309 |  | No |  |  | E.PIERRE | E.PIERRE | METROLOGIE / QUA / E.Pierre |  |  | E.PIERRE | No | [20 empty] | No calibration status | 3 - Not affecting quality equipment |  |  |  | Dimensionnel | 0 / 150 mm | ± 0,01 mm | [9 empty] | FALSE |  | Pied à coulisse
3224 | CQUA0310_Pied à coulisse | Pied à coulisse | CQUA0310 |  | No |  |  | E.PIERRE | E.PIERRE | METROLOGIE / QUA / E.Pierre |  |  | E.PIERRE | No | [20 empty] | No calibration status | 3 - Not affecting quality equipment |  |  |  | Dimensionnel | 0 / 200 mm | ± 0,01 mm | [9 empty] | FALSE |  | Pied à coulisse
3225 | CQUA0311_shunt | shunt | CQUA0311 |  | No |  |  | K.TALEB | K.TALEB | METROLOGIE / QUA / Zone calibration |  |  | K.TALEB | No | [14 empty] | / | / |  |  |  |  | Conform | 0 - Standard equipment | 26/04/2023 00:00:00 |  |  | Electrique | 150A | to be defined | [9 empty] | FALSE |  | shunt |  |  | 26/04/2021 00:00:00 |  | 744
3226 | CQUA0312_calibrateur multifonction | calibrateur multifonction | CQUA0312 |  | No |  |  | K.TALEB | K.TALEB | METROLOGIE / QUA / Zone calibration |  |  | K.TALEB | No | [14 empty] | 5520A | 7150206 |  |  |  |  | Conform | 0 - Standard equipment |  |  |  | Electrique | to be defined | to be defined | [9 empty] | FALSE |  | calibrateur multifonction |  |  | 24/03/2021 11:26:51 |  | 372
3227 | CQUA0313_bobine | bobine | CQUA0313 |  | No |  |  | K.TALEB | K.TALEB | METROLOGIE / QUA / Zone calibration |  |  | K.TALEB | No | [20 empty] | No calibration status | 3 - Not affecting quality equipment |  |  |  | Electrique | to be defined | to be defined | [9 empty] | FALSE |  | bobine
3228 | CQUA0314_reglet | reglet | CQUA0314 |  | No |  |  | K.TALEB | K.TALEB | METROLOGIE / QUA / Zone calibration |  |  | K.TALEB | No | [20 empty] | Conform | 0 - Standard equipment | 06/04/2027 11:47:03 |  |  | Dimensionnel | to be defined | to be defined | [9 empty] | FALSE |  | reglet |  |  | 06/04/2022 11:47:03 |  | 1860
3229 | CQUA0315_bobine | bobine | CQUA0315 |  | No |  |  | K.TALEB | K.TALEB | METROLOGIE / QUA / Zone calibration |  |  | K.TALEB | No | [20 empty] | No calibration status | 3 - Not affecting quality equipment |  |  |  | Electrique | to be defined | to be defined | [9 empty] | FALSE |  | bobine
3230 | CQUA0316_Spectrométrie | Spectrométrie | CQUA0316 |  | No |  |  | K.TALEB | K.TALEB | METROLOGIE / QUA / Zone calibration |  |  | K.TALEB | No | [14 empty] | UATR TWO | 111953 |  |  |  |  | No calibration status | 3 - Not affecting quality equipment |  |  |  | Chimie | to be defined | to be defined | [9 empty] | FALSE |  | Spectrométrie
3231 | CQUA0317_Mesureur d'épaisseur | Mesureur d'épaisseur | CQUA0317 |  | No |  |  | E.PIERRE | E.PIERRE | METROLOGIE / QUA |  |  | E.PIERRE | No | [14 empty] | 209-843 | AH21F006 |  |  |  |  | No calibration status | 3 - Not affecting quality equipment |  |  |  | Dimensionnel | to be defined | to be defined | [9 empty] | FALSE |  | Mesureur d'épaisseur
3232 | CQUA0318_Mesureur d'épaisseur | Mesureur d'épaisseur | CQUA0318 |  | No |  |  | V.LOPATA / O.CASTEL | V.LOPATA / O.CASTEL | METROLOGIE / QUA / Armoire |  |  | V.LOPATA / O.CASTEL | No | [14 empty] | 209-572 | me13o064 |  |  |  |  | No calibration status | 3 - Not affecting quality equipment |  |  |  | Dimensionnel | 0/+20 mm | Respect de la norme détalonnage | [9 empty] | FALSE |  | Mesureur d'épaisseur
3233 | CQUA0319_Multimeter | Multimeter | CQUA0319 |  | No |  |  | K.TALEB | K.TALEB | METROLOGIE / QUA / Zone calibration |  |  | K.TALEB | No | [14 empty] | 87V | [5 empty] | Conform | 0 - Standard equipment | 22/04/2023 00:00:00 |  |  | Electricité | According Manufacturer SpecTo be defined | According Manufacturer SpecTo be defined | [9 empty] | FALSE |  | Multimeter |  |  | 22/04/2021 00:00:00 |  | 744
3234 | CQUA0320_Comparateur à tige rentrante | Comparateur à tige rentrante | CQUA0320 |  | No |  |  | V.LOPATA / O.CASTEL | V.LOPATA / O.CASTEL | METROLOGIE / QUA / A. Letupe |  |  | V.LOPATA / O.CASTEL | No | [14 empty] | id-s1012b | 10131932 |  |  |  |  | No calibration status | 3 - Not affecting quality equipment |  |  |  | Dimensionnel | 0/+12,7 mm | Respect de la norme détalonnage | [9 empty] | FALSE |  | Comparateur à tige rentrante
3235 | CQUA0321_Comparateur à tige rentrante | Comparateur à tige rentrante | CQUA0321 |  | No |  |  | V.LOPATA / O.CASTEL | V.LOPATA / O.CASTEL | METROLOGIE / QUA / A. Letupe |  |  | V.LOPATA / O.CASTEL | No | [14 empty] | id-s1012b | 126967 | [5 empty] | 3 - Not affecting quality equipment |  |  |  | Dimensionnel | 0/+12,7 mm | Respect de la norme détalonnage | [9 empty] | FALSE |  | Comparateur à tige rentrante
3236 | CQUA0322_Micrometer outside | Micrometer outside | CQUA0322 |  | No |  |  | V.LOPATA / O.CASTEL | V.LOPATA / O.CASTEL | METROLOGIE / QUA / A. Letupe |  |  | V.LOPATA / O.CASTEL | No | [14 empty] | Type 293-140 | 25205666 |  |  |  |  | Conform | 1 - Product quality and specific measurement equipment | 23/02/2024 00:00:00 |  |  | Dimensionnel | constructeur | Respect de la norme détalonnage | [9 empty] | FALSE |  | Micrometer outside |  |  | 23/02/2022 00:00:00 |  | 744
3237 | CQUA0323_Telemeter | Telemeter | CQUA0323 |  | No |  |  | K.TALEB | K.TALEB | METROLOGIE / QUA / Zone calibration |  |  | K.TALEB | No | [14 empty] | 0-77-018 | 2021 02 ut |  |  |  |  | No calibration status | 3 - Not affecting quality equipment |  |  |  | Dimensionnel |  | / | [9 empty] | FALSE |  | Telemeter
3238 | CQUA0324_Gauge block | Gauge block | CQUA0324 |  | No |  |  | K.TALEB | K.TALEB | METROLOGIE / QUA / Zone calibration |  |  | K.TALEB | No | [14 empty] | / | / |  |  |  |  | No calibration status | 3 - Not affecting quality equipment |  |  |  | Dimensionnel |  | 100 mm | [9 empty] | FALSE |  | Gauge block
3239 | CSAS0106_Thermo-anémomètre | Thermo-anémomètre | CSAS0106 |  | No |  |  | J-F.COING | J-F.COING | INDUSTRIE / IND / Armoire |  |  | J-F.COING | No | [14 empty] | CA1224 | 12060287 |  |  |  |  | No calibration status | 3 - Not affecting quality equipment |  |  |  | Anémométrie | According Manufacturer SpecTo be defined | According Manufacturer SpecTo be defined | [9 empty] | FALSE |  | Thermo-anémomètre
3240 | CSCF0001_Torque wrench | Torque wrench | CSCF0001 |  | No |  |  | S.MARCHAL | S.MARCHAL | LABORATOIRE DEVELOPPEMENT / SCF / Roulante INGENIEUR ATEX |  |  | S.MARCHAL | No | [14 empty] | R.305 DA 5-25 Nm | [5 empty] | Non-conforme | 1 - Product quality and specific measurement equipment |  |  |  | Couple | 5/25 Nm | ±4 %RV | [9 empty] | FALSE |  | Torque wrench
3241 | CSCF0002_Caliper | Caliper | CSCF0002 |  | No |  |  | S.MARCHAL | S.MARCHAL | LABORATOIRE DEVELOPPEMENT / SCF / Roulante INGENIEUR ATEX |  |  | S.MARCHAL | No | [15 empty] | 3143574 |  |  |  |  | Non-conforme | 1 - Product quality and specific measurement equipment |  |  |  | Dimensionnel | 0/150 mm | ±0,1 mm | [9 empty] | FALSE |  | Caliper
3242 | CSCF0003_Caliper | Caliper | CSCF0003 |  | No |  |  | S.MARCHAL | S.MARCHAL | LABORATOIRE DEVELOPPEMENT / SCF / Roulante INGENIEUR ATEX |  |  | S.MARCHAL | No | [15 empty] | 11521 |  |  |  |  | Out of date | 1 - Product quality and specific measurement equipment | 05/10/2022 00:00:00 |  |  | Dimensionnel | 0/300 mm | ±0,1 mm | [9 empty] | FALSE |  | Caliper |  |  | 05/10/2020 00:00:00 |  | 744
3243 | CSCF0004_Depth gauge | Depth gauge | CSCF0004 |  | No |  |  | S.MARCHAL | S.MARCHAL | LABORATOIRE DEVELOPPEMENT / SCF / Roulante INGENIEUR ATEX |  |  | S.MARCHAL | No | [15 empty] | 110486 |  |  |  |  | Conform | 1 - Product quality and specific measurement equipment | 15/09/2023 08:32:31 |  |  | Dimensionnel | 0/300 mm | ±0,1 mm | [9 empty] | FALSE |  | Depth gauge |  |  | 15/09/2021 08:32:31 |  | 744
3244 | CSCR0001_Pressure gauge [relative] | Pressure gauge [relative] | CSCR0001 |  | No | Pressure sensor |  | Y.SKOCZEK | Y.SKOCZEK | LABORATOIRE DEVELOPPEMENT / MET / ASS-001 (Piscine étanchéité) |  |  | Y.SKOCZEK | No | [21 empty] | 1 - Product quality and specific measurement equipment |  |  |  | Pression | 0/1 bar | ±1 % | [6 empty] | Pressure sensor |  |  | FALSE |  | Pressure gauge [relative]
3245 | CSCR0002_Climatic chamber | Climatic chamber | CSCR0002 |  | No |  |  | Y.SKOCZEK | Y.SKOCZEK | LABORATOIRE DEVELOPPEMENT / SCR / SCR-002 |  |  | Y.SKOCZEK | No | [14 empty] | 10000T60/37G | 7760 |  |  |  |  | Out of date | 1 - Product quality and specific measurement equipment | 06/01/2023 11:32:50 |  |  | Température | -40/+100 °C | ±2 °C | [9 empty] | FALSE |  | Climatic chamber |  |  | 06/01/2022 11:32:50 |  | 372
3246 | CSCR0003_K-Thermometer | K-Thermometer | CSCR0003 |  | No | Thermometer |  | Y.SKOCZEK | Y.SKOCZEK | Armoire A-SCR-02 |  |  | Y.SKOCZEK | No | [14 empty] | ca861-6F22006P | 090662 |  |  |  |  | Conform | 1 - Product quality and specific measurement equipment | 06/04/2024 09:06:17 |  |  | Température | -45/+85 °C | ±1,5 °C | [6 empty] | Thermometer |  |  | FALSE |  | K-Thermometer |  |  | 06/04/2022 09:06:17 |  | 744
3247 | CSCR0004_Thermocouple | Thermocouple | CSCR0004 |  | No |  |  | Y.SKOCZEK | Y.SKOCZEK | LABORATOIRE DEVELOPPEMENT / SCR / A-SCR-01 |  |  | Y.SKOCZEK | No | [20 empty] | No calibration status | 1 - Product quality and specific measurement equipment |  |  |  | Température | Perdu | Perdu | [9 empty] | FALSE |  | Thermocouple
3248 | CSCR0005_Pressure sensor [-400 400 mbar] | Pressure sensor [-400 400 mbar] | CSCR0005 |  | No |  |  | Y.SKOCZEK | Y.SKOCZEK | Armoire A-SCR-02 |  |  | Y.SKOCZEK | No | [14 empty] | UNIK5000-PMP 5073-TC-A2-CA-H0-PA | 4113401 |  |  |  |  | Conform | 1 - Product quality and specific measurement equipment | 29/10/2023 09:32:41 |  |  | Pression | -400/+400 mbar | ±2 mbar | [9 empty] | FALSE |  | Pressure sensor [-400 400 mbar] |  |  | 29/10/2021 09:32:41 |  | 744
3249 | CSCR0006_Pressure sensor | Pressure sensor | CSCR0006 |  | No |  |  | Y.SKOCZEK | Y.SKOCZEK | Armoire A-SCR-02 |  |  | Y.SKOCZEK | No | [15 empty] | 2626871 | [5 empty] | 1 - Product quality and specific measurement equipment |  |  |  | Pression | -400/+400 mbar | ±2 mbar | [9 empty] | FALSE |  | Pressure sensor
3250 | CSCR0007_Climatic chamber | Climatic chamber | CSCR0007 |  | No |  |  | Y.SKOCZEK | Y.SKOCZEK | LABORATOIRE DEVELOPPEMENT / SCR / SCR-011 |  |  | Y.SKOCZEK | No | [15 empty] | 56766020110010 |  |  |  |  | Conform | 1 - Product quality and specific measurement equipment | 11/07/2023 11:25:03 |  |  | Température | -40/+100 °C | ±2 °C | [9 empty] | FALSE |  | Climatic chamber |  |  | 11/07/2022 11:25:03 |  | 372
3251 | CSCR0008_Climatic chamber | Climatic chamber | CSCR0008 |  | No |  |  | Y.SKOCZEK | Y.SKOCZEK | LABORATOIRE DEVELOPPEMENT / SCR / SCR-001 |  |  | Y.SKOCZEK | No | [14 empty] | SPIRALE 3 | 7759 |  |  |  |  | Conform | 1 - Product quality and specific measurement equipment | 22/09/2023 09:21:04 |  |  | Température | -40/+100 °C | ±2 °C | [9 empty] | FALSE |  | Climatic chamber |  |  | 22/09/2022 09:21:04 |  | 372
3252 | CSCR0009_Climatic chamber | Climatic chamber | CSCR0009 |  | No |  |  | Y.SKOCZEK | Y.SKOCZEK | LABORATOIRE DEVELOPPEMENT / SCR / SCR-003 |  |  | Y.SKOCZEK | No | [14 empty] | SPIRALE 3 | 8540 |  |  |  |  | Conform | 1 - Product quality and specific measurement equipment | 15/06/2023 09:10:37 |  |  | Température | -40/+100 °C | ±2 °C | [9 empty] | FALSE |  | Climatic chamber |  |  | 15/06/2022 09:10:37 |  | 372
3253 | CSCR0010_Pressure sensor | Pressure sensor | CSCR0010 |  | No |  |  | Y.SKOCZEK | Y.SKOCZEK | LABORATOIRE DEVELOPPEMENT / SCR / ARMOIRE |  |  | Y.SKOCZEK | No | [21 empty] | 1 - Product quality and specific measurement equipment |  |  |  | Pression | Réformé | Réformé | [9 empty] | FALSE |  | Pressure sensor
3254 | CSCR0011_Pressure sensor | Pressure sensor | CSCR0011 |  | No |  |  | Y.SKOCZEK | Y.SKOCZEK | LABORATOIRE DEVELOPPEMENT / SCR / ARMOIRE |  |  | Y.SKOCZEK | No | [15 empty] | 4102467 | [5 empty] | 1 - Product quality and specific measurement equipment |  |  |  | Pression | Réformé | Réformé | [9 empty] | FALSE |  | Pressure sensor
3255 | CSCR0012_Pressure sensor | Pressure sensor | CSCR0012 |  | No |  |  | Y.SKOCZEK | Y.SKOCZEK | LABORATOIRE DEVELOPPEMENT / SCR / Armoire |  |  | Y.SKOCZEK | No | [15 empty] | 4103371 |  |  |  |  | Non-conforme | 1 - Product quality and specific measurement equipment |  |  |  | Pression | Perdu | Perdu | [9 empty] | FALSE |  | Pressure sensor
3256 | CSCR0013_Pressure sensor [0-10 bar] | Pressure sensor [0-10 bar] | CSCR0013 |  | No |  |  | Y.SKOCZEK | Y.SKOCZEK | Armoire A-SCR-02 |  |  | Y.SKOCZEK | No | [14 empty] | UNIK 5000-PMP 5073-TC-A3-CA-H0-PA | 4122249 |  |  |  |  | Conform | 1 - Product quality and specific measurement equipment | 18/08/2024 10:57:27 |  |  | Pression | 0/10 bar | ±20 mbar | [9 empty] | FALSE |  | Pressure sensor [0-10 bar] |  |  | 18/08/2022 10:57:27 |  | 744
3257 | CSCR0014_Pressure sensor | Pressure sensor | CSCR0014 |  | No |  |  | Y.SKOCZEK | Y.SKOCZEK | LABORATOIRE DEVELOPPEMENT / SCR / ARMOIRE |  |  | Y.SKOCZEK | No | [21 empty] | 1 - Product quality and specific measurement equipment |  |  |  | Pression | Réformé | Réformé | [9 empty] | FALSE |  | Pressure sensor
3258 | CSCR0015_Pressure sensor | Pressure sensor | CSCR0015 |  | No |  |  | Y.SKOCZEK | Y.SKOCZEK | LABORATOIRE DEVELOPPEMENT / SCR / ARMOIRE |  |  | Y.SKOCZEK | No | [14 empty] | PMP 317-2489 | 2626864 | [5 empty] | 1 - Product quality and specific measurement equipment |  |  |  | Pression | Réformé | Réformé | [9 empty] | FALSE |  | Pressure sensor
3259 | CSCR0017_Pressure sensor [-200 200 mbar] | Pressure sensor [-200 200 mbar] | CSCR0017 |  | No |  |  | Y.SKOCZEK | Y.SKOCZEK | Armoire A-SCR-02 |  |  | Y.SKOCZEK | No | [14 empty] | PMP 317-2489 | 2626861 |  |  |  |  | Conform | 1 - Product quality and specific measurement equipment | 07/09/2023 15:48:40 |  |  | Pression | -200/+200 mbar | ±2 mbar | [9 empty] | FALSE |  | Pressure sensor [-200 200 mbar] |  |  | 07/09/2021 15:48:40 |  | 744
3260 | CSCR0018_Pressure sensor | Pressure sensor | CSCR0018 |  | No |  |  | Y.SKOCZEK | Y.SKOCZEK | LABORATOIRE DEVELOPPEMENT / SCR / ARMOIRE |  |  | Y.SKOCZEK | No | [14 empty] | PMP 317-2489 | 2626865 | [5 empty] | 1 - Product quality and specific measurement equipment |  |  |  | Pression | Réformé | Réformé | [9 empty] | FALSE |  | Pressure sensor
3261 | CSCR0019_Depth gauge | Depth gauge | CSCR0019 |  | No |  |  | Y.SKOCZEK | Y.SKOCZEK | Armoire A-SCR-02 |  |  | Y.SKOCZEK | No | [14 empty] | 8906 | 9010-646 |  |  |  |  | Conform | 1 - Product quality and specific measurement equipment | 15/09/2023 08:36:36 |  |  | Dimensionnel | 0/500 mm | ±0,1 mm | [9 empty] | FALSE |  | Depth gauge |  |  | 15/09/2021 08:36:36 |  | 744
3262 | CSCR0020_Depth gauge | Depth gauge | CSCR0020 |  | No |  |  | Y.SKOCZEK | Y.SKOCZEK | LABORATOIRE DEVELOPPEMENT / SCR / A-SCR-04 |  |  | Y.SKOCZEK | No | [15 empty] | 8906 |  |  |  |  | Conform | 1 - Product quality and specific measurement equipment | 24/01/2024 11:06:10 |  |  | Dimensionnel | 0/500 mm | ±0,1 mm | [9 empty] | FALSE |  | Depth gauge |  |  | 24/01/2022 11:06:10 |  | 744
3263 | CSCR0021_Thermocouple [K] | Thermocouple [K] | CSCR0021 |  | No | Temperature sensor |  | SKOCZEK Yoann<v>NDIAYE Abdoulaye | SKOCZEK Yoann<v>NDIAYE Abdoulaye | Armoire A-SCR-01 |  |  | SKOCZEK Yoann<v>NDIAYE Abdoulaye | No | [21 empty] | 1 - Product quality and specific measurement equipment |  |  |  | Température | -40/+100 °C | ±2 °C | [6 empty] | Temperature sensor |  |  | FALSE |  | Thermocouple [K]
3264 | CSCR0022_Thermocouple [K] | Thermocouple [K] | CSCR0022 |  | No | Temperature sensor |  | Y.SKOCZEK | Y.SKOCZEK | LABORATOIRE DEVELOPPEMENT / SCR / A-SCR-01 |  |  | Y.SKOCZEK | No | [21 empty] | 1 - Product quality and specific measurement equipment |  |  |  | Température | -50/+200 °C | ±2 °C | [6 empty] | Temperature sensor |  |  | FALSE |  | Thermocouple [K]
3265 | CSCR0023_Thermocouple [K] | Thermocouple [K] | CSCR0023 |  | No | Temperature sensor |  | Y.SKOCZEK | Y.SKOCZEK | LABORATOIRE DEVELOPPEMENT / SCR / A-SCR-01 |  |  | Y.SKOCZEK | No | [20 empty] | No calibration status | 1 - Product quality and specific measurement equipment |  |  |  | Température | Perdu | Perdu | [6 empty] | Temperature sensor |  |  | FALSE |  | Thermocouple [K]
3266 | CSCR0031_Thermocouple [K] | Thermocouple [K] | CSCR0031 |  | No | Temperature sensor |  | Y.SKOCZEK | Y.SKOCZEK | LABORATOIRE DEVELOPPEMENT / SCR / A-SCR-01 |  |  | Y.SKOCZEK | No | [20 empty] | No calibration status | 1 - Product quality and specific measurement equipment |  |  |  | Température | Perdu | Perdu | [6 empty] | Temperature sensor |  |  | FALSE |  | Thermocouple [K]
3267 | CSCR0032_Thermocouple [K] | Thermocouple [K] | CSCR0032 |  | No | Temperature sensor |  | Y.SKOCZEK | Y.SKOCZEK | LABORATOIRE DEVELOPPEMENT / SCR / A-SCR-01 |  |  | Y.SKOCZEK | No | [21 empty] | 1 - Product quality and specific measurement equipment |  |  |  | Température | -50/+200 °C | ±2 °C | [6 empty] | Temperature sensor |  |  | FALSE |  | Thermocouple [K]
3268 | CSCR0035_Thermocouple [K] | Thermocouple [K] | CSCR0035 |  | No | Temperature sensor |  | Y.SKOCZEK | Y.SKOCZEK | LABORATOIRE DEVELOPPEMENT / SCR / A-SCR-01 |  |  | Y.SKOCZEK | No | [20 empty] | No calibration status | 3 - Not affecting quality equipment |  |  |  | Température | -40/+100 °C | Approach device | [6 empty] | Temperature sensor |  |  | FALSE |  | Thermocouple [K]
3269 | CSCR0037_Thermocouple [K] | Thermocouple [K] | CSCR0037 |  | No | Temperature sensor |  | Y.SKOCZEK | Y.SKOCZEK | LABORATOIRE DEVELOPPEMENT / SCR / A-SCR-01 |  |  | Y.SKOCZEK | No | [21 empty] | 1 - Product quality and specific measurement equipment |  |  |  | Température | -40/+100 °C | ±2 °C | [6 empty] | Temperature sensor |  |  | FALSE |  | Thermocouple [K]
3270 | CSCR0038_Inclinometer | Inclinometer | CSCR0038 |  | No |  |  | Y.SKOCZEK | Y.SKOCZEK | LABORATOIRE DEVELOPPEMENT / SCR / ARMOIRE |  |  | Y.SKOCZEK | No | [15 empty] | 1101030390 | [5 empty] | 1 - Product quality and specific measurement equipment |  |  |  | Dimensionnel | 0/90 ° | ±0,10 ° | [9 empty] | FALSE |  | Inclinometer
3271 | CSCR0040_Thermocouple [K] | Thermocouple [K] | CSCR0040 |  | No | Temperature sensor |  | Y.SKOCZEK | Y.SKOCZEK | LABORATOIRE DEVELOPPEMENT / SCR / A-SCR-01 |  |  | Y.SKOCZEK | No | [20 empty] | Conforme | 1 - Product quality and specific measurement equipment |  |  |  | Température | Perdu | Perdu | [6 empty] | Temperature sensor |  |  | FALSE |  | Thermocouple [K]
3272 | CSCR0041_Thermocouple [K] | Thermocouple [K] | CSCR0041 |  | No | Temperature sensor |  | Y.SKOCZEK | Y.SKOCZEK | LABORATOIRE DEVELOPPEMENT / SCR / A-SCR-01 |  |  | Y.SKOCZEK | No | [20 empty] | No calibration status | 1 - Product quality and specific measurement equipment |  |  |  | Température | Perdu | Perdu | [6 empty] | Temperature sensor |  |  | FALSE |  | Thermocouple [K]
3273 | CSCR0043_Pressure sensor | Pressure sensor | CSCR0043 |  | No |  |  | Y.SKOCZEK | Y.SKOCZEK | LABORATOIRE DEVELOPPEMENT / SCR / SCR-009 SCR FILLING STATION |  |  | Y.SKOCZEK | No | [14 empty] | PMP 317-2489 | 2626857 | [5 empty] | 1 - Product quality and specific measurement equipment |  |  |  | Pression | Réformé | Réformé | [9 empty] | FALSE |  | Pressure sensor
3274 | CSCR0044_Pressure sensor | Pressure sensor | CSCR0044 |  | No |  |  | Y.SKOCZEK | Y.SKOCZEK | LABORATOIRE DEVELOPPEMENT / SCR / ARMOIRE |  |  | Y.SKOCZEK | No | [14 empty] | PMP5073 | 4113391 | [5 empty] | 1 - Product quality and specific measurement equipment |  |  |  | Pression | Réformé | Réformé | [9 empty] | FALSE |  | Pressure sensor
3275 | CSCR0046_Thermocouple [K] | Thermocouple [K] | CSCR0046 |  | No | Temperature sensor |  | Y.SKOCZEK | Y.SKOCZEK | LABORATOIRE DEVELOPPEMENT / SCR / Banc ADM |  |  | Y.SKOCZEK | No | [21 empty] | 1 - Product quality and specific measurement equipment |  |  |  | Température | réformé | ±2 °C | [6 empty] | Temperature sensor |  |  | FALSE |  | Thermocouple [K]
3276 | CSCR0047_Thermocouple [K] | Thermocouple [K] | CSCR0047 |  | No | Temperature sensor |  | Y.SKOCZEK | Y.SKOCZEK | LABORATOIRE DEVELOPPEMENT / SCR / A-SCR-01 |  |  | Y.SKOCZEK | No | [20 empty] | No calibration status | 1 - Product quality and specific measurement equipment |  |  |  | Température | Perdu | Perdu | [6 empty] | Temperature sensor |  |  | FALSE |  | Thermocouple [K]
3277 | CSCR0050_Thermocouple [K] | Thermocouple [K] | CSCR0050 |  | No | Temperature sensor |  | Y.SKOCZEK | Y.SKOCZEK | LABORATOIRE DEVELOPPEMENT / SCR / A-SCR-01 |  |  | Y.SKOCZEK | No | [20 empty] | No calibration status | 1 - Product quality and specific measurement equipment |  |  |  | Température | Perdu | Perdu | [6 empty] | Temperature sensor |  |  | FALSE |  | Thermocouple [K]
3278 | CSCR0052_Thermocouple [K] | Thermocouple [K] | CSCR0052 |  | No | Temperature sensor |  | Y.SKOCZEK | Y.SKOCZEK | LABORATOIRE DEVELOPPEMENT / SCR / A-SCR-01 |  |  | Y.SKOCZEK | No | [20 empty] | No calibration status | 1 - Product quality and specific measurement equipment |  |  |  | Température | Perdu | Perdu | [6 empty] | Temperature sensor |  |  | FALSE |  | Thermocouple [K]
3279 | CSCR0053_Thermocouple [K] | Thermocouple [K] | CSCR0053 |  | No | Temperature sensor |  | Y.SKOCZEK | Y.SKOCZEK | LABORATOIRE DEVELOPPEMENT / SCR / A-SCR-01 |  |  | Y.SKOCZEK | No | [21 empty] | 1 - Product quality and specific measurement equipment |  |  |  | Température | Réformé | Réformé | [6 empty] | Temperature sensor |  |  | FALSE |  | Thermocouple [K]
3280 | CSCR0054_Thermocouple [K] | Thermocouple [K] | CSCR0054 |  | No | Temperature sensor |  | Y.SKOCZEK | Y.SKOCZEK | LABORATOIRE DEVELOPPEMENT / SCR / A-SCR-01 |  |  | Y.SKOCZEK | No | [21 empty] | 1 - Product quality and specific measurement equipment |  |  |  | Température | Réformé | Réformé | [6 empty] | Temperature sensor |  |  | FALSE |  | Thermocouple [K]
3281 | CSCR0055_Thermocouple [K] | Thermocouple [K] | CSCR0055 |  | No | Temperature sensor |  | Y.SKOCZEK | Y.SKOCZEK | LABORATOIRE DEVELOPPEMENT / SCR / A-SCR-01 |  |  | Y.SKOCZEK | No | [20 empty] | No calibration status | 1 - Product quality and specific measurement equipment |  |  |  | Température | Perdu | Perdu | [6 empty] | Temperature sensor |  |  | FALSE |  | Thermocouple [K]
3282 | CSCR0056_Thermocouple [K] | Thermocouple [K] | CSCR0056 |  | No | Temperature sensor |  | Y.SKOCZEK | Y.SKOCZEK | LABORATOIRE DEVELOPPEMENT / SCR / A-SCR-01 |  |  | Y.SKOCZEK | No | [21 empty] | 1 - Product quality and specific measurement equipment |  |  |  | Température | Réformé | Réformé | [6 empty] | Temperature sensor |  |  | FALSE |  | Thermocouple [K]
3283 | CSCR0057_Thermocouple [K] | Thermocouple [K] | CSCR0057 |  | No | Temperature sensor |  | Y.SKOCZEK | Y.SKOCZEK | LABORATOIRE DEVELOPPEMENT / SCR / A-SCR-01 |  |  | Y.SKOCZEK | No | [21 empty] | 1 - Product quality and specific measurement equipment |  |  |  | Température | Réformé | Réformé | [6 empty] | Temperature sensor |  |  | FALSE |  | Thermocouple [K]
3284 | CSCR0058_Pressure sensor | Pressure sensor | CSCR0058 |  | No |  |  | Y.SKOCZEK | Y.SKOCZEK | LABORATOIRE DEVELOPPEMENT / SCR / ARMOIRE |  |  | Y.SKOCZEK | No | [20 empty] | No calibration status | 1 - Product quality and specific measurement equipment |  |  |  | Pression | Perdu | Perdu | [9 empty] | FALSE |  | Pressure sensor
3285 | CSCR0059_Pressure sensor | Pressure sensor | CSCR0059 |  | No |  |  | Y.SKOCZEK | Y.SKOCZEK | LABORATOIRE DEVELOPPEMENT / SCR / ARMOIRE |  |  | Y.SKOCZEK | No | [15 empty] | 2626863 | [5 empty] | 1 - Product quality and specific measurement equipment |  |  |  | Pression | Réformé | Réformé | [9 empty] | FALSE |  | Pressure sensor
3286 | CSCR0060_Pressure sensor [-400 400 mbar] | Pressure sensor [-400 400 mbar] | CSCR0060 |  | No |  |  | Y.SKOCZEK | Y.SKOCZEK | Armoire A-SCR-02 |  |  | Y.SKOCZEK | No | [14 empty] | PMP 317-2489 | 2626869 |  |  |  |  | Conform | 1 - Product quality and specific measurement equipment | 05/10/2024 15:35:26 |  |  | Pression | -400/+400 mbar | ±2 mbar | [9 empty] | FALSE |  | Pressure sensor [-400 400 mbar] |  |  | 05/10/2022 15:35:26 |  | 744
3287 | CSCR0062_Chronometer | Chronometer | CSCR0062 |  | No |  |  | Y.SKOCZEK | Y.SKOCZEK | Armoire A-SCR-02 |  |  | Y.SKOCZEK | No | [20 empty] | Conform | 1 - Product quality and specific measurement equipment | 09/12/2023 00:00:00 |  |  | Temps-Fréquence | 0/1 h | ± 1 s | [9 empty] | FALSE |  | Chronometer |  |  | 09/12/2021 00:00:00 |  | 744
3288 | CSCR0063_Scale | Scale | CSCR0063 |  | No |  |  | Y.SKOCZEK | Y.SKOCZEK | LABORATOIRE DEVELOPPEMENT / SCR / Armoire |  |  | Y.SKOCZEK | No | [14 empty] | SR32000 | 1126012073 | [5 empty] | 1 - Product quality and specific measurement equipment |  |  |  | Masse | Réformé | Réformé | [9 empty] | FALSE |  | Scale
3289 | CSCR0064_Caliper | Caliper | CSCR0064 |  | No |  |  | Y.SKOCZEK | Y.SKOCZEK | LABORATOIRE DEVELOPPEMENT / SCR / R-SCR-04 |  |  | Y.SKOCZEK | No | [15 empty] | 157984 |  |  |  |  | Conform | 1 - Product quality and specific measurement equipment | 24/01/2024 11:15:32 |  |  | Dimensionnel | 0/150 mm | ±0,1 mm | [9 empty] | FALSE |  | Caliper |  |  | 24/01/2022 11:15:32 |  | 744
3290 | CSCR0066_Pressure sensor [0-10 bar] | Pressure sensor [0-10 bar] | CSCR0066 |  | No |  |  | Y.SKOCZEK | Y.SKOCZEK | Armoire A-SCR-02 |  |  | Y.SKOCZEK | No | [14 empty] | PMP 317-2489 | 2626867 |  |  |  |  | Conform | 1 - Product quality and specific measurement equipment | 07/09/2023 10:38:10 |  |  | Pression | 0/10 bar | ±20 mbar | [9 empty] | FALSE |  | Pressure sensor [0-10 bar] |  |  | 07/09/2021 10:38:10 |  | 744
3291 | CSCR0067_Pressure sensor | Pressure sensor | CSCR0067 |  | No |  |  | Y.SKOCZEK | Y.SKOCZEK | Armoire A-SCR-02 |  |  | Y.SKOCZEK | No | [15 empty] | 2626868 |  |  |  |  | Non-conforme | 1 - Product quality and specific measurement equipment |  |  |  | Pression | -400/+400 mbar | ±2 mbar | [9 empty] | FALSE |  | Pressure sensor
3292 | CSCR0069_X channel data logger | X channel data logger | CSCR0069 |  | No |  |  | L.SALAUN | L.SALAUN | LABORATOIRE DEVELOPPEMENT / EPE / A-ATEX-02 |  |  | L.SALAUN | No | [15 empty] | H00861255 20100801 |  |  |  |  | Out of date | 1 - Product quality and specific measurement equipment | 17/09/2022 00:00:00 |  |  | Electricité | -40/+100 °C; 0/20 mV; 0/50 mV; 0/100 mV; 0/200 mV; 0/500 mV; 0/1 V; 0/2 V; 0/5 V; 0/10 V; 1/5 V; 4/20 mA | ±1 °C;±0,1 %FS;±0,4 %RV | [9 empty] | FALSE |  | X channel data logger |  |  | 17/09/2021 00:00:00 |  | 372
3293 | CSCR0071_Thermocouple [K] | Thermocouple [K] | CSCR0071 |  | No | Temperature sensor |  | Y.SKOCZEK | Y.SKOCZEK | LABORATOIRE DEVELOPPEMENT / SCR / A-SCR-01 |  |  | Y.SKOCZEK | No | [21 empty] | 1 - Product quality and specific measurement equipment |  |  |  | Température | -40/+100 °C | ±2 °C | [6 empty] | Temperature sensor |  |  | FALSE |  | Thermocouple [K]
3294 | CSCR0072_Conductivity meter | Conductivity meter | CSCR0072 |  | No |  |  | Y.SKOCZEK | Y.SKOCZEK | Armoire A-SCR-02 |  |  | Y.SKOCZEK | No | [14 empty] | Cond 1970i | 14081191 |  |  |  |  | Conform | 1 - Product quality and specific measurement equipment | 26/05/2023 00:00:00 |  |  | Chimie | 0/2000 µS/cm;0/20 mS/cm | ±1 %RV | [9 empty] | FALSE |  | Conductivity meter |  |  | 26/05/2021 00:00:00 |  | 744
3295 | CSCR0073_Depth gauge | Depth gauge | CSCR0073 |  | No |  |  | Y.SKOCZEK | Y.SKOCZEK | LABORATOIRE DEVELOPPEMENT / SCR / A-SCR-04 |  |  | Y.SKOCZEK | No | [15 empty] | 207140034 |  |  |  |  | Out of date | 1 - Product quality and specific measurement equipment | 13/11/2022 00:00:00 |  |  | Dimensionnel | 0/800 mm | ±0,1 mm | [9 empty] | FALSE |  | Depth gauge |  |  | 13/11/2020 00:00:00 |  | 744
3296 | CSCR0074_Depth gauge | Depth gauge | CSCR0074 |  | No |  |  | Y.SKOCZEK | Y.SKOCZEK | LABORATOIRE DEVELOPPEMENT / SCR / A-SCR-04 |  |  | Y.SKOCZEK | No | [15 empty] | 207140033 |  |  |  |  | Out of date | 1 - Product quality and specific measurement equipment | 13/11/2022 00:00:00 |  |  | Dimensionnel | 0/700 mm | ±0,1 mm | [9 empty] | FALSE |  | Depth gauge |  |  | 13/11/2020 00:00:00 |  | 744
3297 | CSCR0075_Pressure gauge | Pressure gauge | CSCR0075 |  | No |  |  | Y.SKOCZEK | Y.SKOCZEK | LABORATOIRE DEVELOPPEMENT / SCR / ARMOIRE |  |  | Y.SKOCZEK | No | [21 empty] | 1 - Product quality and specific measurement equipment |  |  |  | Pression | Réformé | Réformé | [9 empty] | FALSE |  | Pressure gauge
3298 | CSCR0076_Refractometer | Refractometer | CSCR0076 |  | No |  |  | Y.SKOCZEK | Y.SKOCZEK | LABORATOIRE DEVELOPPEMENT / SCR / Armoire |  |  | Y.SKOCZEK | No | [15 empty] | B927553 |  |  |  |  | Non-conforme | 1 - Product quality and specific measurement equipment |  |  |  | Chimie | Perdu | Perdu | [9 empty] | FALSE |  | Refractometer
3299 | CSCR0077_Thermocouple [K] | Thermocouple [K] | CSCR0077 |  | No | Temperature sensor |  | Y.SKOCZEK | Y.SKOCZEK | LABORATOIRE DEVELOPPEMENT / SCR / A-SCR-01 |  |  | Y.SKOCZEK | No | [21 empty] | 1 - Product quality and specific measurement equipment |  |  |  | Température | Réformé | Réformé | [6 empty] | Temperature sensor |  |  | FALSE |  | Thermocouple [K]
3300 | CSCR0078_Thermocouple [K] | Thermocouple [K] | CSCR0078 |  | No | Temperature sensor |  | Y.SKOCZEK | Y.SKOCZEK | LABORATOIRE DEVELOPPEMENT / SCR / A-SCR-01 |  |  | Y.SKOCZEK | No | [20 empty] | No calibration status | 1 - Product quality and specific measurement equipment |  |  |  | Température | Perdu | Perdu | [6 empty] | Temperature sensor |  |  | FALSE |  | Thermocouple [K]
3301 | CSCR0080_Thermocouple [K] | Thermocouple [K] | CSCR0080 |  | No | Temperature sensor |  | Y.SKOCZEK | Y.SKOCZEK | LABORATOIRE DEVELOPPEMENT / SCR / A-SCR-01 |  |  | Y.SKOCZEK | No | [20 empty] | Non-conforme | 1 - Product quality and specific measurement equipment |  |  |  | Température | Perdu | Perdu | [6 empty] | Temperature sensor |  |  | FALSE |  | Thermocouple [K]
3302 | CSCR0084_Thermocouple [K] | Thermocouple [K] | CSCR0084 |  | No | Temperature sensor |  | Y.SKOCZEK | Y.SKOCZEK | LABORATOIRE DEVELOPPEMENT / SCR / A-SCR-01 |  |  | Y.SKOCZEK | No | [20 empty] | No calibration status | 1 - Product quality and specific measurement equipment |  |  |  | Température | Perdu | Perdu | [6 empty] | Temperature sensor |  |  | FALSE |  | Thermocouple [K]
3303 | CSCR0085_Thermocouple [K] | Thermocouple [K] | CSCR0085 |  | No | Temperature sensor |  | Y.SKOCZEK | Y.SKOCZEK | LABORATOIRE DEVELOPPEMENT / SCR / A-SCR-01 |  |  | Y.SKOCZEK | No | [20 empty] | No calibration status | 1 - Product quality and specific measurement equipment |  |  |  | Température | Perdu | Perdu | [6 empty] | Temperature sensor |  |  | FALSE |  | Thermocouple [K]
3304 | CSCR0086_Thermocouple [K] | Thermocouple [K] | CSCR0086 |  | No | Temperature sensor |  | Y.SKOCZEK | Y.SKOCZEK | LABORATOIRE DEVELOPPEMENT / SCR / A-SCR-01 |  |  | Y.SKOCZEK | No | [21 empty] | 1 - Product quality and specific measurement equipment |  |  |  | Température | Réformé | Réformé | [6 empty] | Temperature sensor |  |  | FALSE |  | Thermocouple [K]
3305 | CSCR0087_Thermocouple [K] | Thermocouple [K] | CSCR0087 |  | No | Temperature sensor |  | Y.SKOCZEK | Y.SKOCZEK | LABORATOIRE DEVELOPPEMENT / SCR / A-SCR-01 |  |  | Y.SKOCZEK | No | [20 empty] | Conform | 1 - Product quality and specific measurement equipment | 10/02/2023 00:00:00 |  |  | Température | -40/+100 °C | ±2 °C | [6 empty] | Temperature sensor |  |  | FALSE |  | Thermocouple [K] |  |  | 10/02/2021 00:00:00 |  | 744
3306 | CSCR0088_Multimeter | Multimeter | CSCR0088 |  | No |  |  | Y.SKOCZEK | Y.SKOCZEK | Armoire A-SCR-02 |  |  | Y.SKOCZEK | No | [14 empty] | 34401A | MY47068320 |  |  |  |  | Conform | 1 - Product quality and specific measurement equipment | 01/08/2023 00:00:00 |  |  | Electricité | 0/1 kOhm; 0/100 kOhm; 0/1 Mohm; 0/100V DC; 0/3 A DC | ±20 mOhm; ±2 Ohm; ±30 Ohm; ±10 mV; ±5 mA | [9 empty] | FALSE |  | Multimeter |  |  | 01/08/2022 00:00:00 |  | 372
3307 | CSCR0089_Thermocouple [K] | Thermocouple [K] | CSCR0089 |  | No | Temperature sensor |  | Y.SKOCZEK | Y.SKOCZEK | LABORATOIRE DEVELOPPEMENT / SCR / A-SCR-01 |  |  | Y.SKOCZEK | No | [21 empty] | 1 - Product quality and specific measurement equipment |  |  |  | Température | -50/+200 °C | ±2 °C | [6 empty] | Temperature sensor |  |  | FALSE |  | Thermocouple [K]
3308 | CSCR0090_Thermocouple [K] | Thermocouple [K] | CSCR0090 |  | No | Temperature sensor |  | Y.SKOCZEK | Y.SKOCZEK | LABORATOIRE DEVELOPPEMENT / SCR / A-SCR-01 |  |  | Y.SKOCZEK | No | [21 empty] | 1 - Product quality and specific measurement equipment |  |  |  | Température | -40/+100 °C | ±2 °C | [6 empty] | Temperature sensor |  |  | FALSE |  | Thermocouple [K]
3309 | CSCR0091_Clampmeter | Clampmeter | CSCR0091 |  | No |  |  | Y.SKOCZEK | Y.SKOCZEK | Armoire A-SCR-02 |  |  | Y.SKOCZEK | No | [14 empty] | i30s | 22020078 |  |  |  |  | Non-conforme | 1 - Product quality and specific measurement equipment |  |  |  | Electricité | 30 A | ±0,37 A | [9 empty] | FALSE |  | Clampmeter
3310 | CSCR0092_Clampmeter | Clampmeter | CSCR0092 |  | No |  |  | Y.SKOCZEK | Y.SKOCZEK | Armoire A-SCR-02 |  |  | Y.SKOCZEK | No | [14 empty] | i30s | 22020084 |  |  |  |  | Out of date | 1 - Product quality and specific measurement equipment | 17/08/2022 00:00:00 |  |  | Electricité | 30 A | ±0,37 A | [9 empty] | FALSE |  | Clampmeter |  |  | 17/08/2021 00:00:00 |  | 372
3311 | CSCR0093_Clampmeter | Clampmeter | CSCR0093 |  | No |  |  | Y.SKOCZEK | Y.SKOCZEK | Armoire A-SCR-02 |  |  | Y.SKOCZEK | No | [14 empty] | i30s | 22020072 | [5 empty] | 1 - Product quality and specific measurement equipment |  |  |  | Electricité | 30 A | ±0,37 A | [9 empty] | FALSE |  | Clampmeter
3312 | CSCR0094_Clampmeter | Clampmeter | CSCR0094 |  | No |  |  | Y.SKOCZEK | Y.SKOCZEK | LABORATOIRE DEVELOPPEMENT / SCR |  |  | Y.SKOCZEK | No | [15 empty] | 22020073 | [5 empty] | 1 - Product quality and specific measurement equipment |  |  |  | Electricité | 30 A | ±0,37 A | [9 empty] | FALSE |  | Clampmeter
3313 | CSCR0095_Clampmeter | Clampmeter | CSCR0095 |  | No |  |  | Y.SKOCZEK | Y.SKOCZEK | Armoire A-SCR-02 |  |  | Y.SKOCZEK | No | [15 empty] | 14250309 |  |  |  |  | Non-conforme | 1 - Product quality and specific measurement equipment |  |  |  | Electricité | 20 A | ±0,19 A | [9 empty] | FALSE |  | Clampmeter
3314 | CSCR0096_Inclinometer | Inclinometer | CSCR0096 |  | No |  |  | Y.SKOCZEK | Y.SKOCZEK | Armoire A-SCR-02 |  |  | Y.SKOCZEK | No | [15 empty] | 1201020267 | [5 empty] | 1 - Product quality and specific measurement equipment |  |  |  | Dimensionnel | 0/90 ° | ±0,10 ° | [9 empty] | FALSE |  | Inclinometer
3315 | CSCR0098_Thermocouple [K] | Thermocouple [K] | CSCR0098 |  | No | Temperature sensor |  | Y.SKOCZEK | Y.SKOCZEK | LABORATOIRE DEVELOPPEMENT / SCR / A-SCR-01 |  |  | Y.SKOCZEK | No | [20 empty] | No calibration status | 1 - Product quality and specific measurement equipment |  |  |  | Température | Perdu | Perdu | [6 empty] | Temperature sensor |  |  | FALSE |  | Thermocouple [K]
3316 | CSCR0099_Thermocouple [K] | Thermocouple [K] | CSCR0099 |  | No | Temperature sensor |  | Y.SKOCZEK | Y.SKOCZEK | LABORATOIRE DEVELOPPEMENT / SCR / A-SCR-01 |  |  | Y.SKOCZEK | No | [21 empty] | 1 - Product quality and specific measurement equipment |  |  |  | Température | -40/+100 °C | ±2 °C | [6 empty] | Temperature sensor |  |  | FALSE |  | Thermocouple [K]
3317 | CSCR0101_Thermocouple [K] | Thermocouple [K] | CSCR0101 |  | No | Temperature sensor |  | Y.SKOCZEK | Y.SKOCZEK | LABORATOIRE DEVELOPPEMENT / SCR / A-SCR-01 |  |  | Y.SKOCZEK | No | [20 empty] | No calibration status | 1 - Product quality and specific measurement equipment |  |  |  | Température | Perdu | Perdu | [6 empty] | Temperature sensor |  |  | FALSE |  | Thermocouple [K]
3318 | CSCR0103_Thermocouple [K] | Thermocouple [K] | CSCR0103 |  | No | Temperature sensor |  | Y.SKOCZEK | Y.SKOCZEK | LABORATOIRE DEVELOPPEMENT / SCR / A-SCR-01 |  |  | Y.SKOCZEK | No | [20 empty] | No calibration status | 1 - Product quality and specific measurement equipment |  |  |  | Température | Perdu | Perdu | [6 empty] | Temperature sensor |  |  | FALSE |  | Thermocouple [K]
3319 | CSCR0106_Thermocouple [K] | Thermocouple [K] | CSCR0106 |  | No | Temperature sensor |  | Y.SKOCZEK | Y.SKOCZEK | LABORATOIRE DEVELOPPEMENT / SCR / A-SCR-01 |  |  | Y.SKOCZEK | No | [21 empty] | 1 - Product quality and specific measurement equipment |  |  |  | Température | Réformé | Réformé | [6 empty] | Temperature sensor |  |  | FALSE |  | Thermocouple [K]
3320 | CSCR0108_Thermocouple [K] | Thermocouple [K] | CSCR0108 |  | No | Temperature sensor |  | Y.SKOCZEK | Y.SKOCZEK | LABORATOIRE DEVELOPPEMENT / SCR / A-SCR-01 |  |  | Y.SKOCZEK | No | [21 empty] | 1 - Product quality and specific measurement equipment |  |  |  | Température | Réformé | Réformé | [6 empty] | Temperature sensor |  |  | FALSE |  | Thermocouple [K]
3321 | CSCR0109_Multimeter | Multimeter | CSCR0109 |  | No |  |  | Y.SKOCZEK | Y.SKOCZEK | Armoire A-SCR-02 |  |  | Y.SKOCZEK | No | [14 empty] | 114 | 93060329 |  |  |  |  | Conform | 1 - Product quality and specific measurement equipment | 15/03/2024 00:00:00 |  |  | Electricité | 0/600 Ohm; 0/6 kOhm; 0/60 VDC; 0/10 ADC | ±0,3 Ohm;±1 Ohm;±40 mV;±50 mA | [9 empty] | FALSE |  | Multimeter |  |  | 15/03/2022 00:00:00 |  | 744
3322 | CSCR0110_Pressure sensor [-400 400 mbar] | Pressure sensor [-400 400 mbar] | CSCR0110 |  | No |  |  | Y.SKOCZEK | Y.SKOCZEK | Armoire A-SCR-02 |  |  | Y.SKOCZEK | No | [14 empty] | UNIK5000-PMP 5073-TC-A2-CA-H0-PA | 4113393 |  |  |  |  | Out of date | 1 - Product quality and specific measurement equipment | 10/11/2022 15:42:55 |  |  | Pression | -400/+400 mbar | ±2 mbar | [9 empty] | FALSE |  | Pressure sensor [-400 400 mbar] |  |  | 10/11/2020 15:42:55 |  | 744
3323 | CSCR0111_Thermocouple [K] | Thermocouple [K] | CSCR0111 |  | No | Temperature sensor |  | Y.SKOCZEK | Y.SKOCZEK | LABORATOIRE DEVELOPPEMENT / SCR / A-SCR-01 |  |  | Y.SKOCZEK | No | [20 empty] | No calibration status | 1 - Product quality and specific measurement equipment |  |  |  | Température | Perdu | Perdu | [6 empty] | Temperature sensor |  |  | FALSE |  | Thermocouple [K]
3324 | CSCR0113_Thermocouple [K] | Thermocouple [K] | CSCR0113 |  | No | Temperature sensor |  | Y.SKOCZEK | Y.SKOCZEK | LABORATOIRE DEVELOPPEMENT / SCR / A-SCR-01 |  |  | Y.SKOCZEK | No | [20 empty] | No calibration status | 1 - Product quality and specific measurement equipment |  |  |  | Température | Perdu | Perdu | [6 empty] | Temperature sensor |  |  | FALSE |  | Thermocouple [K]
3325 | CSCR0114_Thermocouple [K] | Thermocouple [K] | CSCR0114 |  | No | Temperature sensor |  | Y.SKOCZEK | Y.SKOCZEK | LABORATOIRE DEVELOPPEMENT / SCR / A-SCR-01 |  |  | Y.SKOCZEK | No | [20 empty] | No calibration status | 1 - Product quality and specific measurement equipment |  |  |  | Température | Perdu | Perdu | [6 empty] | Temperature sensor |  |  | FALSE |  | Thermocouple [K]
3326 | CSCR0115_Thermocouple [K] | Thermocouple [K] | CSCR0115 |  | No | Temperature sensor |  | Y.SKOCZEK | Y.SKOCZEK | LABORATOIRE DEVELOPPEMENT / SCR / A-SCR-01 |  |  | Y.SKOCZEK | No | [21 empty] | 1 - Product quality and specific measurement equipment |  |  |  | Température | Réformé | Réformé | [6 empty] | Temperature sensor |  |  | FALSE |  | Thermocouple [K]
3327 | CSCR0116_Pressure gauge | Pressure gauge | CSCR0116 |  | No |  |  | Y.SKOCZEK | Y.SKOCZEK | LABORATOIRE DEVELOPPEMENT / SCR / ARMOIRE |  |  | Y.SKOCZEK | No | [20 empty] | No calibration status | 1 - Product quality and specific measurement equipment |  |  |  | Pression | Perdu | Perdu | [9 empty] | FALSE |  | Pressure gauge
3328 | CSCR0117_Pressure gauge | Pressure gauge | CSCR0117 |  | No |  |  | Y.SKOCZEK | Y.SKOCZEK | LABORATOIRE DEVELOPPEMENT / SCR / ARMOIRE |  |  | Y.SKOCZEK | No | [20 empty] | No calibration status | 1 - Product quality and specific measurement equipment |  |  |  | Pression | Perdu | Perdu | [9 empty] | FALSE |  | Pressure gauge
3329 | CSCR0118_Pressure gauge | Pressure gauge | CSCR0118 |  | No |  |  | Y.SKOCZEK | Y.SKOCZEK | LABORATOIRE DEVELOPPEMENT / SCR / ARMOIRE |  |  | Y.SKOCZEK | No | [20 empty] | No calibration status | 1 - Product quality and specific measurement equipment |  |  |  | Pression | Perdu | Perdu | [9 empty] | FALSE |  | Pressure gauge
3330 | CSCR0119_Pressure gauge | Pressure gauge | CSCR0119 |  | No |  |  | Y.SKOCZEK | Y.SKOCZEK | LABORATOIRE DEVELOPPEMENT / SCR / ARMOIRE |  |  | Y.SKOCZEK | No | [20 empty] | No calibration status | 1 - Product quality and specific measurement equipment |  |  |  | Pression | Perdu | Perdu | [9 empty] | FALSE |  | Pressure gauge
3331 | CSCR0120_Stabilized power supply | Stabilized power supply | CSCR0120 |  | No |  |  | Y.SKOCZEK | Y.SKOCZEK | LABORATOIRE DEVELOPPEMENT / SCR / PPM-SCR-04 |  |  | Y.SKOCZEK | No | [15 empty] | LOC-351A030-0001 |  |  |  |  | No calibration status | 3 - Not affecting quality equipment |  |  |  | Electricité | 0/20 V;0/38 A | Approach device | [9 empty] | FALSE |  | Stabilized power supply
3332 | CSCR0121_Stabilized power supply | Stabilized power supply | CSCR0121 |  | No |  |  | Y.SKOCZEK | Y.SKOCZEK | LABORATOIRE DEVELOPPEMENT / SCR / PPM-SCR-01 |  |  | Y.SKOCZEK | No | [15 empty] | LOC-344A073-0003 |  |  |  |  | Conform | 1 - Product quality and specific measurement equipment | 29/09/2023 15:48:58 |  |  | Electricité | 0/20 V;0/38 A | ± 0,5V; Approach device | [9 empty] | FALSE |  | Stabilized power supply |  |  | 29/09/2021 15:48:58 |  | 744
3333 | CSCR0122_Stabilized power supply | Stabilized power supply | CSCR0122 |  | No |  |  | Y.SKOCZEK | Y.SKOCZEK | LABORATOIRE DEVELOPPEMENT / SCR / PPM-SCR-01 |  |  | Y.SKOCZEK | No | [15 empty] | LOC-344A073-0002 |  |  |  |  | Conform |  | 29/09/2023 15:53:47 |  |  | Electricité | 0/20 V;0/38 A | ± 0,5V; Approach device | [9 empty] | FALSE |  | Stabilized power supply |  |  | 29/09/2021 15:53:47 |  | 744
3334 | CSCR0123_Stabilized power supply | Stabilized power supply | CSCR0123 |  | No |  |  | Y.SKOCZEK | Y.SKOCZEK | LABORATOIRE DEVELOPPEMENT / SCR / PPM-SCR-01 |  |  | Y.SKOCZEK | No | [20 empty] | Conform | 1 - Product quality and specific measurement equipment | 29/09/2023 16:01:49 |  |  | Electricité | 0/20 V;0/38 A | ± 0,5V; Approach device | [9 empty] | FALSE |  | Stabilized power supply |  |  | 29/09/2021 16:01:49 |  | 744
3335 | CSCR0124_Stabilized power supply | Stabilized power supply | CSCR0124 |  | No |  |  | Y.SKOCZEK | Y.SKOCZEK | LABORATOIRE DEVELOPPEMENT / SCR / \ |  |  | Y.SKOCZEK | No | [15 empty] | LOC-342A016-0004 |  |  |  |  | No calibration status | 3 - Not affecting quality equipment |  |  |  | Electricité | 0/20 V;0/38 A | Approach device | [9 empty] | FALSE |  | Stabilized power supply
3336 | CSCR0125_Stabilized power supply | Stabilized power supply | CSCR0125 |  | No |  |  | Y.SKOCZEK | Y.SKOCZEK | LABORATOIRE DEVELOPPEMENT / SCR / \ |  |  | Y.SKOCZEK | No | [15 empty] | LOC-428A316-0003 |  |  |  |  | No calibration status | 3 - Not affecting quality equipment |  |  |  | Electricité | 0/20 V;0/38 A | Approach device | [9 empty] | FALSE |  | Stabilized power supply
3337 | CSCR0126_Stabilized power supply | Stabilized power supply | CSCR0126 |  | No |  |  | Y.SKOCZEK | Y.SKOCZEK | LABORATOIRE DEVELOPPEMENT / SCR / to be defined |  |  | Y.SKOCZEK | No | [15 empty] | LOC-428A316-0005 |  |  |  |  | No calibration status | 3 - Not affecting quality equipment |  |  |  | Electricité | 0/20 V;0/38 A | Approach device | [9 empty] | FALSE |  | Stabilized power supply
3338 | CSCR0127_Stabilized power supply | Stabilized power supply | CSCR0127 |  | No |  |  | Y.SKOCZEK | Y.SKOCZEK | LABORATOIRE DEVELOPPEMENT / SCR / \ |  |  | Y.SKOCZEK | No | [15 empty] | LOC-428A316-0018 |  |  |  |  | No calibration status | 3 - Not affecting quality equipment |  |  |  | Electricité | 0/20 V;0/38 A | Approach device | [9 empty] | FALSE |  | Stabilized power supply
3339 | CSCR0128_Stabilized power supply | Stabilized power supply | CSCR0128 |  | No |  |  | Y.SKOCZEK | Y.SKOCZEK | LABORATOIRE DEVELOPPEMENT / SCR / \ |  |  | Y.SKOCZEK | No | [15 empty] | LOC-428A316-0010 |  |  |  |  | No calibration status | 3 - Not affecting quality equipment |  |  |  | Electricité | 0/20 V;0/38 A | Approach device | [9 empty] | FALSE |  | Stabilized power supply
3340 | CSCR0129_Stabilized power supply | Stabilized power supply | CSCR0129 |  | No |  |  | Y.SKOCZEK | Y.SKOCZEK | LABORATOIRE DEVELOPPEMENT / SCR / \ |  |  | Y.SKOCZEK | No | [15 empty] | LOC-427A197-0008 |  |  |  |  | No calibration status | 3 - Not affecting quality equipment |  |  |  | Electricité | 0/20 V;0/38 A | Approach device | [9 empty] | FALSE |  | Stabilized power supply
3341 | CSCR0130_Stabilized power supply | Stabilized power supply | CSCR0130 |  | No |  |  | Y.SKOCZEK | Y.SKOCZEK | LABORATOIRE DEVELOPPEMENT / SCR / PPM-SCR-20 |  |  | Y.SKOCZEK | No | [15 empty] | LOC-428A316-0019 |  |  |  |  | No calibration status | 3 - Not affecting quality equipment |  |  |  | Electricité | 0/20 V;0/38 A | Approach device | [9 empty] | FALSE |  | Stabilized power supply
3342 | CSCR0131_Stabilized power supply | Stabilized power supply | CSCR0131 |  | No |  |  | Y.SKOCZEK | Y.SKOCZEK | LABORATOIRE DEVELOPPEMENT / SCR / PPM-SCR-20 |  |  | Y.SKOCZEK | No | [15 empty] | LOC-428A316-0001 |  |  |  |  | No calibration status | 3 - Not affecting quality equipment |  |  |  | Electricité | 0/20 V;0/38 A | Approach device | [9 empty] | FALSE |  | Stabilized power supply
3343 | CSCR0132_Stabilized power supply | Stabilized power supply | CSCR0132 |  | No |  |  | Y.SKOCZEK | Y.SKOCZEK | LABORATOIRE DEVELOPPEMENT / SCR / PPM-SCR-20 |  |  | Y.SKOCZEK | No | [15 empty] | LOC-428A316-0002 |  |  |  |  | No calibration status | 3 - Not affecting quality equipment |  |  |  | Electricité | 0/20 V;0/38 A | Approach device | [9 empty] | FALSE |  | Stabilized power supply
3344 | CSCR0133_Stabilized power supply | Stabilized power supply | CSCR0133 |  | No |  |  | Y.SKOCZEK | Y.SKOCZEK | LABORATOIRE DEVELOPPEMENT / SCR / PPM-SCR-20 |  |  | Y.SKOCZEK | No | [15 empty] | LOC-428A316-0004 |  |  |  |  | No calibration status | 3 - Not affecting quality equipment |  |  |  | Electricité | 0/20 V;0/38 A | Approach device | [9 empty] | FALSE |  | Stabilized power supply
3345 | CSCR0134_Stabilized power supply | Stabilized power supply | CSCR0134 |  | No |  |  | Y.SKOCZEK | Y.SKOCZEK | LABORATOIRE DEVELOPPEMENT / SCR / PPM-SCR-20 |  |  | Y.SKOCZEK | No | [15 empty] | LOC-428A316-0013 |  |  |  |  | No calibration status | 3 - Not affecting quality equipment |  |  |  | Electricité | 0/20 V;0/38 A | Approach device | [9 empty] | FALSE |  | Stabilized power supply
3346 | CSCR0135_Stabilized power supply | Stabilized power supply | CSCR0135 |  | No |  |  | Y.SKOCZEK | Y.SKOCZEK | LABORATOIRE DEVELOPPEMENT / SCR / PPM-SCR-20 |  |  | Y.SKOCZEK | No | [15 empty] | LOC-427A198-0011 |  |  |  |  | No calibration status | 3 - Not affecting quality equipment |  |  |  | Electricité | 0/20 V;0/38 A | Approach device | [9 empty] | FALSE |  | Stabilized power supply
3347 | CSCR0136_Stabilized power supply | Stabilized power supply | CSCR0136 |  | No |  |  | Y.SKOCZEK | Y.SKOCZEK | LABORATOIRE DEVELOPPEMENT / SCR / PPM-SCR-11 |  |  | Y.SKOCZEK | No | [15 empty] | LOC-330A144-0002 |  |  |  |  | No calibration status | 3 - Not affecting quality equipment |  |  |  | Electricité | 0/20 V;0/38 A | Approach device | [9 empty] | FALSE |  | Stabilized power supply
3348 | CSCR0137_Stabilized power supply | Stabilized power supply | CSCR0137 |  | No |  |  | Y.SKOCZEK | Y.SKOCZEK | LABORATOIRE DEVELOPPEMENT / SCR / PPM-SCR-11 |  |  | Y.SKOCZEK | No | [15 empty] | LOC-336A231-0004 |  |  |  |  | No calibration status | 3 - Not affecting quality equipment |  |  |  | Electricité | 0/20 V;0/38 A | Approach device | [9 empty] | FALSE |  | Stabilized power supply
3349 | CSCR0138_Stabilized power supply | Stabilized power supply | CSCR0138 |  | No |  |  | Y.SKOCZEK | Y.SKOCZEK | LABORATOIRE DEVELOPPEMENT / SCR / PPM-SCR-11 |  |  | Y.SKOCZEK | No | [15 empty] | LOC-336A231-0002 |  |  |  |  | No calibration status | 3 - Not affecting quality equipment |  |  |  | Electricité | 0/20 V;0/38 A | Approach device | [9 empty] | FALSE |  | Stabilized power supply
3350 | CSCR0139_Stabilized power supply | Stabilized power supply | CSCR0139 |  | No |  |  | Y.SKOCZEK | Y.SKOCZEK | LABORATOIRE DEVELOPPEMENT / SCR / PPM-SCR-15 |  |  | Y.SKOCZEK | No | [15 empty] | LOC-339A154-0007 |  |  |  |  | No calibration status | 3 - Not affecting quality equipment |  |  |  | Electricité | 0/20 V;0/38 A | Approach device | [9 empty] | FALSE |  | Stabilized power supply
3351 | CSCR0140_Stabilized power supply | Stabilized power supply | CSCR0140 |  | No |  |  | Y.SKOCZEK | Y.SKOCZEK | LABORATOIRE DEVELOPPEMENT / SCR / PPM-SCR-06 |  |  | Y.SKOCZEK | No | [15 empty] | LOC-344A073-0012 |  |  |  |  | No calibration status | 3 - Not affecting quality equipment |  |  |  | Electricité | 0/20 V;0/38 A | Approach device | [9 empty] | FALSE |  | Stabilized power supply
3352 | CSCR0141_Stabilized power supply | Stabilized power supply | CSCR0141 |  | No |  |  | Y.SKOCZEK | Y.SKOCZEK | LABORATOIRE DEVELOPPEMENT / SCR / PPM-SCR-04 |  |  | Y.SKOCZEK | No | [15 empty] | LOC-321A086-0001 |  |  |  |  | Conform | 1 - Product quality and specific measurement equipment | 22/09/2023 14:42:12 |  |  | Electricité | 0/20 V;0/38 A | ± 0,5V; Approach device | [9 empty] | FALSE |  | Stabilized power supply |  |  | 22/09/2021 14:42:12 |  | 744
3353 | CSCR0142_Stabilized power supply | Stabilized power supply | CSCR0142 |  | No |  |  | Y.SKOCZEK | Y.SKOCZEK | LABORATOIRE DEVELOPPEMENT / SCR / PPM-SCR-04 |  |  | Y.SKOCZEK | No | [15 empty] | LOC-319A191-0009 |  |  |  |  | Conform | 1 - Product quality and specific measurement equipment | 22/09/2023 14:49:51 |  |  | Electricité | 0/20 V;0/38 A | ± 0,5V; Approach device | [9 empty] | FALSE |  | Stabilized power supply |  |  | 22/09/2021 14:49:51 |  | 744
3354 | CSCR0143_Stabilized power supply | Stabilized power supply | CSCR0143 |  | No |  |  | Y.SKOCZEK | Y.SKOCZEK | LABORATOIRE DEVELOPPEMENT / SCR / PPM-SCR-01 |  |  | Y.SKOCZEK | No | [15 empty] | LOC-319A191-0010 |  |  |  |  | No calibration status | 3 - Not affecting quality equipment |  |  |  | Electricité | 0/20 V;0/38 A | Approach device | [9 empty] | FALSE |  | Stabilized power supply
3355 | CSCR0144_Stabilized power supply | Stabilized power supply | CSCR0144 |  | No |  |  | Y.SKOCZEK | Y.SKOCZEK | LABORATOIRE DEVELOPPEMENT / SCR / PPM-SCR-07 |  |  | Y.SKOCZEK | No | [15 empty] | LOC-342A016-0006 |  |  |  |  | No calibration status | 3 - Not affecting quality equipment |  |  |  | Electricité | 0/20 V;0/38 A | Approach device | [9 empty] | FALSE |  | Stabilized power supply
3356 | CSCR0145_Stabilized power supply | Stabilized power supply | CSCR0145 |  | No |  |  | Y.SKOCZEK | Y.SKOCZEK | LABORATOIRE DEVELOPPEMENT / SCR / PPM-SCR-07 |  |  | Y.SKOCZEK | No | [15 empty] | LOC-344A073-0009 |  |  |  |  | No calibration status | 3 - Not affecting quality equipment |  |  |  | Electricité | 0/20 V;0/38 A | Approach device | [9 empty] | FALSE |  | Stabilized power supply
3357 | CSCR0146_Stabilized power supply | Stabilized power supply | CSCR0146 |  | No |  |  | Y.SKOCZEK | Y.SKOCZEK | LABORATOIRE DEVELOPPEMENT / SCR / PPM-SCR-07 |  |  | Y.SKOCZEK | No | [15 empty] | LOC-342A016-0003 |  |  |  |  | No calibration status | 3 - Not affecting quality equipment |  |  |  | Electricité | 0/20 V;0/38 A | Approach device | [9 empty] | FALSE |  | Stabilized power supply
3358 | CSCR0147_Stabilized power supply | Stabilized power supply | CSCR0147 |  | No |  |  | Y.SKOCZEK | Y.SKOCZEK | LABORATOIRE DEVELOPPEMENT / SCR / PPM-SCR-07 |  |  | Y.SKOCZEK | No | [15 empty] | LOC-344A073-0004 |  |  |  |  | No calibration status | 3 - Not affecting quality equipment |  |  |  | Electricité | 0/20 V;0/38 A | Approach device | [9 empty] | FALSE |  | Stabilized power supply
3359 | CSCR0148_Stabilized power supply | Stabilized power supply | CSCR0148 |  | No |  |  | Y.SKOCZEK | Y.SKOCZEK | LABORATOIRE DEVELOPPEMENT / SCR / PPM-SCR-18 |  |  | Y.SKOCZEK | No | [15 empty] | LOC-428A316-0006 |  |  |  |  | No calibration status | 3 - Not affecting quality equipment |  |  |  | Electricité | 0/20 V;0/38 A | Approach device | [9 empty] | FALSE |  | Stabilized power supply
3360 | CSCR0149_Stabilized power supply | Stabilized power supply | CSCR0149 |  | No |  |  | Y.SKOCZEK | Y.SKOCZEK | LABORATOIRE DEVELOPPEMENT / SCR / PPM-SCR-18 |  |  | Y.SKOCZEK | No | [15 empty] | LOC-428A316-0008 |  |  |  |  | No calibration status | 3 - Not affecting quality equipment |  |  |  | Electricité | 0/20 V;0/38 A | Approach device | [9 empty] | FALSE |  | Stabilized power supply
3361 | CSCR0150_Stabilized power supply | Stabilized power supply | CSCR0150 |  | No |  |  | Y.SKOCZEK | Y.SKOCZEK | LABORATOIRE DEVELOPPEMENT / SCR / PPM-SCR-18 |  |  | Y.SKOCZEK | No | [15 empty] | LOC-428A316-0015 |  |  |  |  | No calibration status | 3 - Not affecting quality equipment |  |  |  | Electricité | 0/20 V;0/38 A | Approach device | [9 empty] | FALSE |  | Stabilized power supply
3362 | CSCR0151_Stabilized power supply | Stabilized power supply | CSCR0151 |  | No |  |  | Y.SKOCZEK | Y.SKOCZEK | LABORATOIRE DEVELOPPEMENT / SCR / PPM-SCR-18 |  |  | Y.SKOCZEK | No | [15 empty] | LOC-428A316-0017 |  |  |  |  | No calibration status | 3 - Not affecting quality equipment |  |  |  | Electricité | 0/20 V;0/38 A | Approach device | [9 empty] | FALSE |  | Stabilized power supply
3363 | CSCR0152_Stabilized power supply | Stabilized power supply | CSCR0152 |  | No |  |  | Y.SKOCZEK | Y.SKOCZEK | LABORATOIRE DEVELOPPEMENT / SCR / PPM-SCR-18 |  |  | Y.SKOCZEK | No | [15 empty] | LOC-428A316-0016 |  |  |  |  | No calibration status | 3 - Not affecting quality equipment |  |  |  | Electricité | 0/20 V;0/38 A | Approach device | [9 empty] | FALSE |  | Stabilized power supply
3364 | CSCR0153_Stabilized power supply | Stabilized power supply | CSCR0153 |  | No |  |  | Y.SKOCZEK | Y.SKOCZEK | LABORATOIRE DEVELOPPEMENT / SCR / PPM-SCR-18 |  |  | Y.SKOCZEK | No | [15 empty] | LOC-428A316-0007 |  |  |  |  | No calibration status | 3 - Not affecting quality equipment |  |  |  | Electricité | 0/20 V;0/38 A | Approach device | [9 empty] | FALSE |  | Stabilized power supply
3365 | CSCR0154_Stabilized power supply | Stabilized power supply | CSCR0154 |  | No |  |  | Y.SKOCZEK | Y.SKOCZEK | LABORATOIRE DEVELOPPEMENT / SCR / Banc F. Test |  |  | Y.SKOCZEK | No | [14 empty] | lamda | lOC-0480Z88-0002 |  |  |  |  | No calibration status | 3 - Not affecting quality equipment |  |  |  | Electricité | 0/20 V;0/38 A | Approach device | [9 empty] | FALSE |  | Stabilized power supply
3366 | CSCR0155_Stabilized power supply | Stabilized power supply | CSCR0155 |  | No |  |  | Y.SKOCZEK | Y.SKOCZEK | LABORATOIRE DEVELOPPEMENT / SCR / PPM-SCR-02 |  |  | Y.SKOCZEK | No | [20 empty] | No calibration status | 3 - Not affecting quality equipment |  |  |  | Electricité | 0/20 V;0/38 A | Approach device | [9 empty] | FALSE |  | Stabilized power supply
3367 | CSCR0156_Stabilized power supply | Stabilized power supply | CSCR0156 |  | No |  |  | Y.SKOCZEK | Y.SKOCZEK | LABORATOIRE DEVELOPPEMENT / SCR / PPM-SCR-02 |  |  | Y.SKOCZEK | No | [20 empty] | No calibration status | 3 - Not affecting quality equipment |  |  |  | Electricité | 0/20 V;0/38 A | Approach device | [9 empty] | FALSE |  | Stabilized power supply
3368 | CSCR0157_Stabilized power supply | Stabilized power supply | CSCR0157 |  | No |  |  | Y.SKOCZEK | Y.SKOCZEK | LABORATOIRE DEVELOPPEMENT / SCR / PPM-SCR-02 |  |  | Y.SKOCZEK | No | [20 empty] | No calibration status | 3 - Not affecting quality equipment |  |  |  | Electricité | 0/20 V;0/38 A | Approach device | [9 empty] | FALSE |  | Stabilized power supply
3369 | CSCR0158_Stabilized power supply | Stabilized power supply | CSCR0158 |  | No |  |  | F. TETAUD | F. TETAUD | MECATRONIQUE / CAL / Armoire |  |  | F. TETAUD | No | [20 empty] | Conform | 1 - Product quality and specific measurement equipment | 07/04/2024 11:57:19 |  |  | Electricité | 0-20V0-38 A | ± 0,5 V± 0,1216 A | [9 empty] | FALSE |  | Stabilized power supply |  |  | 07/04/2022 11:57:19 |  | 744
3370 | CSCR0159_Stabilized power supply | Stabilized power supply | CSCR0159 |  | No |  |  | Y.SKOCZEK | Y.SKOCZEK | LABORATOIRE DEVELOPPEMENT / SCR / PPM-SCR-10 |  |  | Y.SKOCZEK | No | [15 empty] | LOC-317A037-0002 |  |  |  |  | Conform | 1 - Product quality and specific measurement equipment | 05/08/2023 10:16:24 |  |  | Electricité | 0/20 V;0/38 A | ± 0,5V; Approach device | [9 empty] | FALSE |  | Stabilized power supply |  |  | 05/08/2021 10:16:24 |  | 744
3371 | CSCR0160_Stabilized power supply | Stabilized power supply | CSCR0160 |  | No |  |  | Y.SKOCZEK | Y.SKOCZEK | LABORATOIRE DEVELOPPEMENT / SCR / PPM-SCR-10 |  |  | Y.SKOCZEK | No | [15 empty] | LOC-319A191-0006 |  |  |  |  | Conform | 1 - Product quality and specific measurement equipment | 05/08/2023 11:06:26 |  |  | Electricité | 0/20 V;0/38 A | ± 0,5V; Approach device | [9 empty] | FALSE |  | Stabilized power supply |  |  | 05/08/2021 11:06:26 |  | 744
3372 | CSCR0161_Stabilized power supply | Stabilized power supply | CSCR0161 |  | No |  |  | Y.SKOCZEK | Y.SKOCZEK | LABORATOIRE DEVELOPPEMENT / SCR / PPM-SCR-10 |  |  | Y.SKOCZEK | No | [15 empty] | LOC-321A086-0005 |  |  |  |  | Conform | 1 - Product quality and specific measurement equipment | 05/08/2023 00:00:00 |  |  | Electricité | 0/20 V;0/38 A | ± 0,5V; Approach device | [9 empty] | FALSE |  | Stabilized power supply |  |  | 05/08/2021 00:00:00 |  | 744
3373 | CSCR0162_Stabilized power supply | Stabilized power supply | CSCR0162 |  | No |  |  | Y.SKOCZEK | Y.SKOCZEK | LABORATOIRE DEVELOPPEMENT / SCR / PPM-SCR-10 |  |  | Y.SKOCZEK | No | [15 empty] | LOC-3210A086-0002 |  |  |  |  | Conform | 1 - Product quality and specific measurement equipment | 05/08/2023 11:42:24 |  |  | Electricité | 0/20 V;0/38 A | ± 0,5V; Approach device | [9 empty] | FALSE |  | Stabilized power supply |  |  | 05/08/2021 11:42:24 |  | 744
3374 | CSCR0163_Stabilized power supply | Stabilized power supply | CSCR0163 |  | No |  |  | Y.SKOCZEK | Y.SKOCZEK | LABORATOIRE DEVELOPPEMENT / SCR / PPM-SCR-10 |  |  | Y.SKOCZEK | No | [15 empty] | LOC-321A086-0006 |  |  |  |  | Conform | 1 - Product quality and specific measurement equipment | 05/08/2023 13:10:54 |  |  | Electricité | 0/20 V;0/38 A | ± 0,5V; Approach device | [9 empty] | FALSE |  | Stabilized power supply |  |  | 05/08/2021 13:10:54 |  | 744
3375 | CSCR0164_Stabilized power supply | Stabilized power supply | CSCR0164 |  | No |  |  | Y.SKOCZEK | Y.SKOCZEK | LABORATOIRE DEVELOPPEMENT / SCR / PPM-SCR-10 |  |  | Y.SKOCZEK | No | [15 empty] | LOC-321A086-0003 |  |  |  |  | Conform | 1 - Product quality and specific measurement equipment | 05/08/2023 13:20:05 |  |  | Electricité | 0/20 V;0/38 A | ± 0,5V; Approach device | [9 empty] | FALSE |  | Stabilized power supply |  |  | 05/08/2021 13:20:05 |  | 744
3376 | CSCR0165_Stabilized power supply | Stabilized power supply | CSCR0165 |  | No |  |  | Y.SKOCZEK | Y.SKOCZEK | LABORATOIRE DEVELOPPEMENT / SCR / to be defined |  |  | Y.SKOCZEK | No | [15 empty] | LOC-424A180-0007 |  |  |  |  | No calibration status | 3 - Not affecting quality equipment |  |  |  | Electricité | 0/20 V;0/38 A | Approach device | [9 empty] | FALSE |  | Stabilized power supply
3377 | CSCR0166_Stabilized power supply | Stabilized power supply | CSCR0166 |  | No |  |  | Y.SKOCZEK | Y.SKOCZEK | LABORATOIRE DEVELOPPEMENT / SCR / PPM-SCR-14 |  |  | Y.SKOCZEK | No | [20 empty] | Conform | 1 - Product quality and specific measurement equipment | 07/07/2023 14:46:00 |  |  | Electricité | 0/20 V;0/38 A | ± 0,5V; Approach device | [9 empty] | FALSE |  | Stabilized power supply |  |  | 07/07/2021 14:46:00 |  | 744
3378 | CSCR0167_Stabilized power supply | Stabilized power supply | CSCR0167 |  | No |  |  | Y.SKOCZEK | Y.SKOCZEK | LABORATOIRE DEVELOPPEMENT / SCR / PPM-SCR-14 |  |  | Y.SKOCZEK | No | [15 empty] | LOC-141Z112-0001 |  |  |  |  | Conform | 1 - Product quality and specific measurement equipment | 08/07/2023 10:30:01 |  |  | Electricité | 0/20 V;0/38 A | ± 0,5V; Approach device | [9 empty] | FALSE |  | Stabilized power supply |  |  | 08/07/2021 10:30:01 |  | 744
3379 | CSCR0168_Stabilized power supply | Stabilized power supply | CSCR0168 |  | No |  |  | Y.SKOCZEK | Y.SKOCZEK | LABORATOIRE DEVELOPPEMENT / SCR / PPM-SCR-14 |  |  | Y.SKOCZEK | No | [15 empty] | LOC-141Z112-0008 |  |  |  |  | Conform | 1 - Product quality and specific measurement equipment | 07/07/2023 14:40:09 |  |  | Electricité | 0/20 V;0/38 A | ± 0,5V; Approach device | [9 empty] | FALSE |  | Stabilized power supply |  |  | 07/07/2021 14:40:09 |  | 744
3380 | CSCR0169_Stabilized power supply | Stabilized power supply | CSCR0169 |  | No |  |  | Y.SKOCZEK | Y.SKOCZEK | LABORATOIRE DEVELOPPEMENT / SCR / PPM-SCR-14 |  |  | Y.SKOCZEK | No | [20 empty] | Conform | 1 - Product quality and specific measurement equipment | 07/07/2023 14:48:43 |  |  | Electricité | 0/20 V;0/38 A | ± 0,5V; Approach device | [9 empty] | FALSE |  | Stabilized power supply |  |  | 07/07/2021 14:48:43 |  | 744
3381 | CSCR0170_Stabilized power supply | Stabilized power supply | CSCR0170 |  | No |  |  | Y.SKOCZEK | Y.SKOCZEK | LABORATOIRE DEVELOPPEMENT / SCR / PPM-SCR-14 |  |  | Y.SKOCZEK | No | [20 empty] | Conform | 1 - Product quality and specific measurement equipment | 07/07/2023 14:52:17 |  |  | Electricité | 0/20 V;0/38 A | ± 0,5V; Approach device | [9 empty] | FALSE |  | Stabilized power supply |  |  | 07/07/2021 14:52:17 |  | 744
3382 | CSCR0171_Stabilized power supply | Stabilized power supply | CSCR0171 |  | No |  |  | Y.SKOCZEK | Y.SKOCZEK | LABORATOIRE DEVELOPPEMENT / SCR / PPM-SCR-09 |  |  | Y.SKOCZEK | No | [15 empty] | LOC-317A037-0011 |  |  |  |  | No calibration status | 3 - Not affecting quality equipment |  |  |  | Electricité | 0/20 V;0/38 A | ± 0,5V; Approach device | [9 empty] | FALSE |  | Stabilized power supply
3383 | CSCR0172_Stabilized power supply | Stabilized power supply | CSCR0172 |  | No |  |  | Y.SKOCZEK | Y.SKOCZEK | LABORATOIRE DEVELOPPEMENT / SCR / PPM-SCR-08 |  |  | Y.SKOCZEK | No | [15 empty] | LOC-325A050-0002 |  |  |  |  | No calibration status | 3 - Not affecting quality equipment |  |  |  | Electricité | 0/20 V;0/38 A | ± 0,5V; Approach device | [9 empty] | FALSE |  | Stabilized power supply
3384 | CSCR0173_Stabilized power supply | Stabilized power supply | CSCR0173 |  | No |  |  | Y.SKOCZEK | Y.SKOCZEK | LABORATOIRE DEVELOPPEMENT / SCR / PPM-SCR-08 |  |  | Y.SKOCZEK | No | [15 empty] | LOC-330A144-0001 |  |  |  |  | No calibration status | 3 - Not affecting quality equipment |  |  |  | Electricité | 0/20 V;0/38 A | ± 0,5V; Approach device | [9 empty] | FALSE |  | Stabilized power supply
3385 | CSCR0174_Stabilized power supply | Stabilized power supply | CSCR0174 |  | No |  |  | Y.SKOCZEK | Y.SKOCZEK | LABORATOIRE DEVELOPPEMENT / SCR / PPM-SCR-08 |  |  | Y.SKOCZEK | No | [15 empty] | LOC-332A040-0008 |  |  |  |  | No calibration status | 3 - Not affecting quality equipment |  |  |  | Electricité | 0/20 V;0/38 A | ± 0,5V; Approach device | [9 empty] | FALSE |  | Stabilized power supply
3386 | CSCR0175_Stabilized power supply | Stabilized power supply | CSCR0175 |  | No |  |  | Y.SKOCZEK | Y.SKOCZEK | LABORATOIRE DEVELOPPEMENT / SCR / PPM-SCR-08 |  |  | Y.SKOCZEK | No | [15 empty] | LOC-332A040-0010 |  |  |  |  | No calibration status | 3 - Not affecting quality equipment |  |  |  | Electricité | 0/20 V;0/38 A | ± 0,5V; Approach device | [9 empty] | FALSE |  | Stabilized power supply
3387 | CSCR0176_Stabilized power supply | Stabilized power supply | CSCR0176 |  | No |  |  | Y.SKOCZEK | Y.SKOCZEK | LABORATOIRE DEVELOPPEMENT / SCR / PPM-SCR-05 |  |  | Y.SKOCZEK | No | [15 empty] | LOC-348A148-0002 |  |  |  |  | No calibration status | 3 - Not affecting quality equipment |  |  |  | Electricité | 0/20 V;0/38 A | ± 0,5V; Approach device | [9 empty] | FALSE |  | Stabilized power supply
3388 | CSCR0177_Stabilized power supply | Stabilized power supply | CSCR0177 |  | No |  |  | Y.SKOCZEK | Y.SKOCZEK | LABORATOIRE DEVELOPPEMENT / SCR / PPM-SCR-05 |  |  | Y.SKOCZEK | No | [15 empty] | LOC-344A073-0001 |  |  |  |  | No calibration status | 3 - Not affecting quality equipment |  |  |  | Electricité | 0/20 V;0/38 A | ± 0,5V; Approach device | [9 empty] | FALSE |  | Stabilized power supply
3389 | CSCR0178_Stabilized power supply | Stabilized power supply | CSCR0178 |  | No |  |  | Y.SKOCZEK | Y.SKOCZEK | LABORATOIRE DEVELOPPEMENT / SCR / PPM-SCR-05 |  |  | Y.SKOCZEK | No | [15 empty] | LOC-345A141-0003 |  |  |  |  | No calibration status | 3 - Not affecting quality equipment |  |  |  | Electricité | 0/20 V;0/38 A | ± 0,5V; Approach device | [9 empty] | FALSE |  | Stabilized power supply
3390 | CSCR0179_Stabilized power supply | Stabilized power supply | CSCR0179 |  | No |  |  | Y.SKOCZEK | Y.SKOCZEK | LABORATOIRE DEVELOPPEMENT / SCR / PPM-SCR-05 |  |  | Y.SKOCZEK | No | [15 empty] | LOC-342A016-0007 |  |  |  |  | No calibration status | 3 - Not affecting quality equipment |  |  |  | Electricité | 0/20 V;0/38 A | ± 0,5V; Approach device | [9 empty] | FALSE |  | Stabilized power supply
3391 | CSCR0180_Scale | Scale | CSCR0180 |  | No |  |  | Y.SKOCZEK | Y.SKOCZEK | LABORATOIRE DEVELOPPEMENT / SCR / SCR Area |  |  | Y.SKOCZEK | No | [14 empty] | DFWL | 100199993 |  |  |  |  | Conform | 1 - Product quality and specific measurement equipment | 21/07/2024 09:40:44 |  |  | Masse | 0/120 kg | ±10 g | [9 empty] | FALSE |  | Scale |  |  | 21/07/2022 09:40:44 |  | 744
3392 | CSCR0183_Climatic chamber | Climatic chamber | CSCR0183 |  | No |  |  | Y.SKOCZEK | Y.SKOCZEK | LABORATOIRE DEVELOPPEMENT / SCR / SCR-028 |  |  | Y.SKOCZEK | No | [14 empty] | EXCAL 18018-TE | 56766020110020 |  |  |  |  | Conform | 1 - Product quality and specific measurement equipment | 02/05/2023 00:00:00 |  |  | Température | -40/+100 °C | ±2 °C | [9 empty] | FALSE |  | Climatic chamber |  |  | 02/05/2022 00:00:00 |  | 372
3393 | CSCR0184_Climatic chamber | Climatic chamber | CSCR0184 |  | No |  |  | Y.SKOCZEK | Y.SKOCZEK | LABORATOIRE DEVELOPPEMENT / SCR / SCR-029 |  |  | Y.SKOCZEK | No | [14 empty] | EXCAL 18018-TE | 56766023520010 |  |  |  |  | Conform | 1 - Product quality and specific measurement equipment | 15/08/2023 09:00:59 |  |  | Température | -40/+100 °C | ±2 °C | [9 empty] | FALSE |  | Climatic chamber |  |  | 15/08/2022 09:00:59 |  | 372
3394 | CSCR0185_Flowmeter | Flowmeter | CSCR0185 |  | No |  |  | Y.SKOCZEK | Y.SKOCZEK | LABORATOIRE DEVELOPPEMENT / SCR / SCR-052 ADM BENCH |  |  | Y.SKOCZEK | No | [15 empty] | 861281 |  |  |  |  | Out of date | 1 - Product quality and specific measurement equipment | 25/10/2018 00:00:00 |  |  | Débit | 0/5 L/min | ±0,25 L/min | [9 empty] | FALSE |  | Flowmeter |  |  | 25/10/2016 00:00:00 |  | 744
3395 | CSCR0186_Stabilized power supply | Stabilized power supply | CSCR0186 |  | No |  |  | Y.SKOCZEK | Y.SKOCZEK | LABORATOIRE DEVELOPPEMENT / SCR / PPM-SCR-09 |  |  | Y.SKOCZEK | No | [15 empty] | LOC-332A040-0005 |  |  |  |  | No calibration status | 3 - Not affecting quality equipment |  |  |  | Electricité | 0/20 V;0/38 A | Approach device | [9 empty] | FALSE |  | Stabilized power supply
3396 | CSCR0187_Stabilized power supply | Stabilized power supply | CSCR0187 |  | No |  |  | Y.SKOCZEK | Y.SKOCZEK | LABORATOIRE DEVELOPPEMENT / SCR / PPM-SCR-09 |  |  | Y.SKOCZEK | No | [15 empty] | LOC-332A040-0001 |  |  |  |  | No calibration status | 3 - Not affecting quality equipment |  |  |  | Electricité | 0/20 V;0/38 A | Approach device | [9 empty] | FALSE |  | Stabilized power supply
3397 | CSCR0188_Stabilized power supply | Stabilized power supply | CSCR0188 |  | No |  |  | Y.SKOCZEK | Y.SKOCZEK | LABORATOIRE DEVELOPPEMENT / SCR / PPM-SCR-09 |  |  | Y.SKOCZEK | No | [15 empty] | LOC-319A191-0007 |  |  |  |  | No calibration status | 3 - Not affecting quality equipment |  |  |  | Electricité | 0/20 V;0/38 A | Approach device | [9 empty] | FALSE |  | Stabilized power supply
3398 | CSCR0189_Stabilized power supply | Stabilized power supply | CSCR0189 |  | No |  |  | Y.SKOCZEK | Y.SKOCZEK | LABORATOIRE DEVELOPPEMENT / SCR / to be defined |  |  | Y.SKOCZEK | No | [15 empty] | LOC-325A050-0002 |  |  |  |  | No calibration status | 3 - Not affecting quality equipment |  |  |  | Electricité | 0/20 V;0/38 A | Approach device | [9 empty] | FALSE |  | Stabilized power supply
3399 | CSCR0190_Stabilized power supply | Stabilized power supply | CSCR0190 |  | No |  |  | Y.SKOCZEK | Y.SKOCZEK | LABORATOIRE DEVELOPPEMENT / SCR / to be defined |  |  | Y.SKOCZEK | No | [15 empty] | LOC-330A144-0001 |  |  |  |  | No calibration status | 3 - Not affecting quality equipment |  |  |  | Electricité | 0/20 V;0/38 A | Approach device | [9 empty] | FALSE |  | Stabilized power supply
3400 | CSCR0191_Stabilized power supply | Stabilized power supply | CSCR0191 |  | No |  |  | Y.SKOCZEK | Y.SKOCZEK | LABORATOIRE DEVELOPPEMENT / SCR / to be defined |  |  | Y.SKOCZEK | No | [15 empty] | LOC-332A040-0008 |  |  |  |  | No calibration status | 3 - Not affecting quality equipment |  |  |  | Electricité | 0/20 V;0/38 A | Approach device | [9 empty] | FALSE |  | Stabilized power supply
3401 | CSCR0192_Stabilized power supply | Stabilized power supply | CSCR0192 |  | No |  |  | Y.SKOCZEK | Y.SKOCZEK | LABORATOIRE DEVELOPPEMENT / SCR / to be defined |  |  | Y.SKOCZEK | No | [15 empty] | LOC-332A040-0010 |  |  |  |  | No calibration status | 3 - Not affecting quality equipment |  |  |  | Electricité | 0/20 V;0/38 A | Approach device | [9 empty] | FALSE |  | Stabilized power supply
3402 | CSCR0193_Stabilized power supply | Stabilized power supply | CSCR0193 |  | No |  |  | Y.SKOCZEK | Y.SKOCZEK | LABORATOIRE DEVELOPPEMENT / SCR / PPM-SCR-03 |  |  | Y.SKOCZEK | No | [15 empty] | LOC-342A016-0001 |  |  |  |  | No calibration status | 3 - Not affecting quality equipment |  |  |  | Electricité | 0/20 V;0/38 A | Approach device | [9 empty] | FALSE |  | Stabilized power supply
3403 | CSCR0194_Stabilized power supply | Stabilized power supply | CSCR0194 |  | No |  |  | Y.SKOCZEK | Y.SKOCZEK | LABORATOIRE DEVELOPPEMENT / SCR / PPM-SCR-03 |  |  | Y.SKOCZEK | No | [15 empty] | LOC-342A016-0005 |  |  |  |  | No calibration status | 3 - Not affecting quality equipment |  |  |  | Electricité | 0/20 V;0/38 A | Approach device | [9 empty] | FALSE |  | Stabilized power supply
3404 | CSCR0195_Stabilized power supply | Stabilized power supply | CSCR0195 |  | No |  |  | Y.SKOCZEK | Y.SKOCZEK | LABORATOIRE DEVELOPPEMENT / SCR / PPM-SCR-03 |  |  | Y.SKOCZEK | No | [15 empty] | LOC-342A016-0002 |  |  |  |  | No calibration status | 3 - Not affecting quality equipment |  |  |  | Electricité | 0/20 V;0/38 A | Approach device | [9 empty] | FALSE |  | Stabilized power supply
3405 | CSCR0196_Stabilized power supply | Stabilized power supply | CSCR0196 |  | No |  |  | Y.SKOCZEK | Y.SKOCZEK | LABORATOIRE DEVELOPPEMENT / SCR / PPM-SCR-03 |  |  | Y.SKOCZEK | No | [15 empty] | LOC-345A141-0004 |  |  |  |  | No calibration status | 3 - Not affecting quality equipment |  |  |  | Electricité | 0/20 V;0/38 A | Approach device | [9 empty] | FALSE |  | Stabilized power supply
3406 | CSCR0197_Scale | Scale | CSCR0197 |  | No |  |  | Y.SKOCZEK | Y.SKOCZEK | Armoire A-SCR-02 |  |  | Y.SKOCZEK | No | [14 empty] | S601 | [5 empty] | Conform | 1 - Product quality and specific measurement equipment | 20/07/2024 16:01:15 |  |  | Masse | 0/60 kg | ±20 g | [9 empty] | FALSE |  | Scale |  |  | 20/07/2022 16:01:15 |  | 744
3407 | CSCR0198_Thermocouple [K] | Thermocouple [K] | CSCR0198 |  | No | Temperature sensor |  | Y.SKOCZEK | Y.SKOCZEK | LABORATOIRE DEVELOPPEMENT / SCR / A-SCR-01 |  |  | Y.SKOCZEK | No | [20 empty] | No calibration status | 1 - Product quality and specific measurement equipment |  |  |  | Température | Perdu | Perdu | [6 empty] | Temperature sensor |  |  | FALSE |  | Thermocouple [K]
3408 | CSCR0199_K-Thermometer | K-Thermometer | CSCR0199 |  | No | Thermometer |  | Y.SKOCZEK | Y.SKOCZEK | Armoire A-SCR-02 |  |  | Y.SKOCZEK | No | [14 empty] | ca861-6F22006P | 090466 |  |  |  |  | Conform | 1 - Product quality and specific measurement equipment | 13/06/2024 00:00:00 |  |  | Température | -45/+85 °C | ±1,5 °C | [6 empty] | Thermometer |  |  | FALSE |  | K-Thermometer |  |  | 13/06/2022 00:00:00 |  | 744
3409 | CSCR0200_Torque wrench | Torque wrench | CSCR0200 |  | No |  |  | Y.SKOCZEK | Y.SKOCZEK | LABORATOIRE DEVELOPPEMENT / SCR / Armoire |  |  | Y.SKOCZEK | No | [21 empty] | 1 - Product quality and specific measurement equipment |  |  |  | Couple | 5/25 Nm | ±3 %RV | [9 empty] | FALSE |  | Torque wrench
3410 | CSCR0201_Torque wrench | Torque wrench | CSCR0201 |  | No |  |  | Y.SKOCZEK | Y.SKOCZEK | LABORATOIRE DEVELOPPEMENT / SCR |  |  | Y.SKOCZEK | No | [15 empty] | A106236 | [5 empty] | 1 - Product quality and specific measurement equipment |  |  |  | Couple | Réformé | Réformé | [9 empty] | FALSE |  | Torque wrench
3411 | CSCR0202_Climatic chamber | Climatic chamber | CSCR0202 |  | No |  |  | Y.SKOCZEK | Y.SKOCZEK | LABORATOIRE DEVELOPPEMENT / SCR / SCR-018 |  |  | Y.SKOCZEK | No | [14 empty] | SPIRALE 3 | 56766026920010 |  |  |  |  | Out of date | 1 - Product quality and specific measurement equipment | 24/01/2023 14:12:06 |  |  | Température | -40/+100 °C | ±2 °C | [9 empty] | FALSE |  | Climatic chamber |  |  | 24/01/2022 14:12:06 |  | 372
3412 | CSCR0203_Refractometer | Refractometer | CSCR0203 |  | No |  |  | Y.SKOCZEK | Y.SKOCZEK | Armoire A-SCR-02 |  |  | Y.SKOCZEK | No | [14 empty] | PAL-Urea | H932082 |  |  |  |  | Conform | 1 - Product quality and specific measurement equipment | 22/04/2023 12:38:58 |  |  | Chimie | 0/ 54,2% | ± 0,3 % | [9 empty] | FALSE |  | Refractometer |  |  | 22/04/2021 12:38:58 |  | 744
3413 | CSCR0204_Flowmeter | Flowmeter | CSCR0204 |  | No |  |  | Y.SKOCZEK | Y.SKOCZEK | LABORATOIRE DEVELOPPEMENT / SCR / SCR-052 ADM BENCH |  |  | Y.SKOCZEK | No | [14 empty] | cori-flow | B13201440A |  |  |  |  | Conform | 1 - Product quality and specific measurement equipment | 29/04/2024 14:42:09 |  |  | Débit | 0/180 g/h | ±0,2 %RD;+0,5 g/h | [9 empty] | FALSE |  | Flowmeter |  |  | 29/04/2022 14:42:09 |  | 744
3414 | CSCR0205_Flowmeter | Flowmeter | CSCR0205 |  | No |  |  | Y.SKOCZEK | Y.SKOCZEK | LABORATOIRE DEVELOPPEMENT / SCR / SCR-052 ADM BENCH |  |  | Y.SKOCZEK | No | [14 empty] | cori-flow | B13201440B |  |  |  |  | Conform | 1 - Product quality and specific measurement equipment | 29/04/2024 00:00:00 |  |  | Débit | 0/3600 g/h | ±0,2 %RD;+0,5 g/h | [9 empty] | FALSE |  | Flowmeter |  |  | 29/04/2022 00:00:00 |  | 744
3415 | CSCR0207_Volumeter | Volumeter | CSCR0207 |  | No |  |  | Y.SKOCZEK | Y.SKOCZEK | LABORATOIRE DEVELOPPEMENT / SCR / SCR-009 (SCR Filling station) |  |  | Y.SKOCZEK | No | [15 empty] | 1A2CC7C |  |  |  |  | Conform | 1 - Product quality and specific measurement equipment | 26/01/2024 11:51:56 |  |  | Débit | 0/30 L;1,8/40 L/min | ±0,3 L RV;±1 L/min | [9 empty] | FALSE |  | Volumeter |  |  | 26/01/2022 11:51:56 |  | 744
3416 | CSCR0209_X channel data logger | X channel data logger | CSCR0209 |  | No |  |  | L.SALAUN | L.SALAUN | LABORATOIRE DEVELOPPEMENT / EPE / A-ATEX-02 |  |  | L.SALAUN | No | [20 empty] | Non-conforme | 1 - Product quality and specific measurement equipment |  |  |  | Electricité | -40/+100 °C; 0/20 mV; 0/50 mV; 0/100 mV; 0/200 mV; 0/500 mV; 0/1 V; 0/2 V; 0/5 V; 0/10 V; 1/5 V; 4/20 mA | ±1 °C;±0,1 %FS;±0,4 %RV | [9 empty] | FALSE |  | X channel data logger
3417 | CSCR0210_Stabilized power supply | Stabilized power supply | CSCR0210 |  | No |  |  | Y.SKOCZEK | Y.SKOCZEK | LABORATOIRE DEVELOPPEMENT / SCR / PPM-SCR-05 |  |  | Y.SKOCZEK | No | [15 empty] | LOC-141Z112-0003 |  |  |  |  | No calibration status | 3 - Not affecting quality equipment |  |  |  | Electricité | 0/20 V;0/38 A | Approach device | [9 empty] | FALSE |  | Stabilized power supply
3418 | CSCR0211_Multimeter | Multimeter | CSCR0211 |  | No |  |  | Y.SKOCZEK | Y.SKOCZEK | LABORATOIRE DEVELOPPEMENT / SCR / Armoire |  |  | Y.SKOCZEK | No | [14 empty] | 115 | [5 empty] | Non-conforme | 1 - Product quality and specific measurement equipment |  |  |  | Electricité | Perdu | Perdu | [9 empty] | FALSE |  | Multimeter
3419 | CSCR0212_Pressure sensor | Pressure sensor | CSCR0212 |  | No |  |  | Y.SKOCZEK | Y.SKOCZEK | LABORATOIRE DEVELOPPEMENT / SCR / SCR-052 |  |  | Y.SKOCZEK | No | [21 empty] | 1 - Product quality and specific measurement equipment |  |  |  | Pression | Réformé | Réformé | [9 empty] | FALSE |  | Pressure sensor
3420 | CSCR0213_Scale | Scale | CSCR0213 |  | No |  |  | Y.SKOCZEK | Y.SKOCZEK | LABORATOIRE DEVELOPPEMENT / SCR / SCR Area |  |  | Y.SKOCZEK | No | [14 empty] | SIGNUM 1 | [5 empty] | Conform | 1 - Product quality and specific measurement equipment | 20/07/2024 15:44:17 |  |  | Masse | 0/35 kg | ±1 g | [9 empty] | FALSE |  | Scale |  |  | 20/07/2022 15:44:17 |  | 744
3421 | CSCR0214_Caliper | Caliper | CSCR0214 |  | No |  |  | Y.SKOCZEK | Y.SKOCZEK | LABORATOIRE DEVELOPPEMENT / SCR / ZONE SCR – SERVANTE 1 |  |  | Y.SKOCZEK | No | [15 empty] | 21140200904 | [5 empty] | 1 - Product quality and specific measurement equipment |  |  |  | Dimensionnel | 0/150 mm | ±0,1 mm | [9 empty] | FALSE |  | Caliper
3422 | CSCR0215_Caliper | Caliper | CSCR0215 |  | No |  |  | Y.SKOCZEK | Y.SKOCZEK | LABORATOIRE DEVELOPPEMENT / SCR / Armoire |  |  | Y.SKOCZEK | No | [15 empty] | 21140200990 |  |  |  |  | Non-conforme | 1 - Product quality and specific measurement equipment |  |  |  | Dimensionnel | Perdu | Perdu | [9 empty] | FALSE |  | Caliper
3423 | CSCR0216_Caliper | Caliper | CSCR0216 |  | No |  |  | K.TALEB | K.TALEB | METROLOGIE / QUA / Zone calibration |  |  | K.TALEB | No | [15 empty] | 21140201033 |  |  |  |  | No calibration status | 3 - Not affecting quality equipment |  |  |  | Dimensionnel | Approch device | ±Approch device | [9 empty] | FALSE |  | Caliper
3424 | CSCR0217_Multimeter | Multimeter | CSCR0217 |  | No |  |  | Y.SKOCZEK | Y.SKOCZEK | Armoire A-SCR-02 |  |  | Y.SKOCZEK | No | [14 empty] | 34401A | [5 empty] | Conform | 1 - Product quality and specific measurement equipment | 21/06/2023 00:00:00 |  |  | Electricité | 0/1 kOhm; 0/100 kOhm; 0/1 Mohm; 0/100V DC; 0/3 A DC | ±20 mOhm; ±2 Ohm; ±30 Ohm; ±10 mV; ±5 mA | [9 empty] | FALSE |  | Multimeter |  |  | 21/06/2022 00:00:00 |  | 372
3425 | CSCR0218_Clampmeter | Clampmeter | CSCR0218 |  | No |  |  | Y.SKOCZEK | Y.SKOCZEK | LABORATOIRE DEVELOPPEMENT / SCR / SCR-052 ADM BENCH |  |  | Y.SKOCZEK | No | [14 empty] | i30s | 14250308 |  |  |  |  | Conform | 1 - Product quality and specific measurement equipment | 30/04/2023 09:49:05 |  |  | Electricité | 0/20 A | ±1%FS | [9 empty] | FALSE |  | Clampmeter |  |  | 30/04/2021 09:49:05 |  | 744
3426 | CSCR0219_Pressure sensor [0-100 mbar] | Pressure sensor [0-100 mbar] | CSCR0219 |  | No |  |  | Y.SKOCZEK | Y.SKOCZEK | Armoire A-SCR-02 |  |  | Y.SKOCZEK | No | [14 empty] | UNIK 5000 - PMP 5073-TA-A3-CA-H0-PA | 4362264 |  |  |  |  | Conform | 1 - Product quality and specific measurement equipment | 16/06/2023 14:00:00 |  |  | Pression | 0/100 mbar | ±0,5 mbar | [9 empty] | FALSE |  | Pressure sensor [0-100 mbar] |  |  | 16/06/2021 14:00:00 |  | 744
3427 | CSCR0220_Pressure sensor [0-100 mbar] | Pressure sensor [0-100 mbar] | CSCR0220 |  | No |  |  | Y.SKOCZEK | Y.SKOCZEK | Armoire A-SCR-02 |  |  | Y.SKOCZEK | No | [14 empty] | UNIK 5000-PMP 5073-TA-A3-CA-H0-PA | 4366026 |  |  |  |  | Conform | 1 - Product quality and specific measurement equipment | 05/10/2024 15:08:47 |  |  | Pression | 0/100 mbar | ±1 mbar | [9 empty] | FALSE |  | Pressure sensor [0-100 mbar] |  |  | 05/10/2022 15:08:47 |  | 744
3428 | CSCR0221_Pressure sensor [0-100 mbar] | Pressure sensor [0-100 mbar] | CSCR0221 |  | No |  |  | Y.SKOCZEK | Y.SKOCZEK | Armoire A-SCR-02 |  |  | Y.SKOCZEK | No | [14 empty] | UNIK 5000-PMP 5073-TA-A3-CA-H0-PA | 4366027 |  |  |  |  | Conform | 1 - Product quality and specific measurement equipment | 14/06/2023 00:00:00 |  |  | Pression | 0/100 mbar | ±0,5 mbar | [9 empty] | FALSE |  | Pressure sensor [0-100 mbar] |  |  | 14/06/2021 00:00:00 |  | 744
3429 | CSCR0222_Stabilized power supply | Stabilized power supply | CSCR0222 |  | No |  |  | Y.SKOCZEK | Y.SKOCZEK | LABORATOIRE DEVELOPPEMENT / SCR / PPM-SCR-06 |  |  | Y.SKOCZEK | No | [20 empty] | No calibration status | 3 - Not affecting quality equipment |  |  |  | Electricité | 0/20 V;0/38 A | Approach device | [9 empty] | FALSE |  | Stabilized power supply
3430 | CSCR0223_Stabilized power supply | Stabilized power supply | CSCR0223 |  | No |  |  | Y.SKOCZEK | Y.SKOCZEK | LABORATOIRE DEVELOPPEMENT / SCR / PPM-SCR-06 |  |  | Y.SKOCZEK | No | [20 empty] | No calibration status | 3 - Not affecting quality equipment |  |  |  | Electricité | 0/20 V;0/38 A | Approach device | [9 empty] | FALSE |  | Stabilized power supply
3431 | CSCR0224_Stabilized power supply | Stabilized power supply | CSCR0224 |  | No |  |  | Y.SKOCZEK | Y.SKOCZEK | LABORATOIRE DEVELOPPEMENT / SCR / PPM-SCR-06 |  |  | Y.SKOCZEK | No | [20 empty] | No calibration status | 3 - Not affecting quality equipment |  |  |  | Electricité | 0/20 V;0/38 A | Approach device | [9 empty] | FALSE |  | Stabilized power supply
3432 | CSCR0230_Linear displacement transducer | Linear displacement transducer | CSCR0230 |  | No |  |  | Y.SKOCZEK | Y.SKOCZEK | LABORATOIRE DEVELOPPEMENT / EPE / R-ATEX-07 (SERVANTE LVDT) |  |  | Y.SKOCZEK | No | [14 empty] | DS/50/G | 768AR07509 |  |  |  |  | Conform | 1 - Product quality and specific measurement equipment | 19/02/2023 10:52:27 |  |  | Dimensionnel | 0/50 mm | ±0,3 mm | [9 empty] | FALSE |  | Linear displacement transducer |  |  | 19/02/2021 10:52:27 |  | 744
3433 | CSCR0234_Linear displacement transducer | Linear displacement transducer | CSCR0234 |  | No |  |  | Y.SKOCZEK | Y.SKOCZEK | LABORATOIRE DEVELOPPEMENT / SCR / SERVANTE LVDT |  |  | Y.SKOCZEK | No | [21 empty] | 1 - Product quality and specific measurement equipment |  |  |  | Dimensionnel | Réformé | Réformé | [9 empty] | FALSE |  | Linear displacement transducer
3434 | CSCR0235_Linear displacement transducer | Linear displacement transducer | CSCR0235 |  | No |  |  | Y.SKOCZEK | Y.SKOCZEK | LABORATOIRE DEVELOPPEMENT / EPE / R-ATEX-07 (SERVANTE LVDT) |  |  | Y.SKOCZEK | No | [15 empty] | 768AR07505 |  |  |  |  | Conform | 1 - Product quality and specific measurement equipment | 17/02/2023 00:00:00 |  |  | Dimensionnel | 0/50 mm | ±0,3 mm | [9 empty] | FALSE |  | Linear displacement transducer |  |  | 17/02/2021 00:00:00 |  | 744
3435 | CSCR0236_Linear displacement transducer | Linear displacement transducer | CSCR0236 |  | No |  |  | Y.SKOCZEK | Y.SKOCZEK | LABORATOIRE DEVELOPPEMENT / SCR / Servante LVDT |  |  | Y.SKOCZEK | No | [15 empty] | 573AG22502 |  |  |  |  | Non-conforme | 1 - Product quality and specific measurement equipment |  |  |  | Dimensionnel | Perdu | Perdu | [9 empty] | FALSE |  | Linear displacement transducer
3436 | CSCR0237_Linear displacement transducer | Linear displacement transducer | CSCR0237 |  | No |  |  | Y.SKOCZEK | Y.SKOCZEK | LABORATOIRE DEVELOPPEMENT / SCR / Servante LVDT |  |  | Y.SKOCZEK | No | [14 empty] | DS/50/G | MSD0507SZ03AH16-01 | [5 empty] | 1 - Product quality and specific measurement equipment |  |  |  | Dimensionnel | Perdu | Perdu | [9 empty] | FALSE |  | Linear displacement transducer
3437 | CSCR0238_Linear displacement transducer | Linear displacement transducer | CSCR0238 |  | No |  |  | Y.SKOCZEK | Y.SKOCZEK | LABORATOIRE DEVELOPPEMENT / SCR / SERVANTE LVDT |  |  | Y.SKOCZEK | No | [14 empty] | DS/50/G | MSD0507SZ03AH16-02 | [5 empty] | 1 - Product quality and specific measurement equipment |  |  |  | Dimensionnel | Réformé | Réformé | [9 empty] | FALSE |  | Linear displacement transducer
3438 | CSCR0239_Linear displacement transducer | Linear displacement transducer | CSCR0239 |  | No |  |  | Y.SKOCZEK | Y.SKOCZEK | LABORATOIRE DEVELOPPEMENT / SCR / SERVANTE LVDT |  |  | Y.SKOCZEK | No | [14 empty] | DS/50/G | MSD0507SZ03AH10-02 | [5 empty] | 1 - Product quality and specific measurement equipment |  |  |  | Dimensionnel | Réformé | Réformé | [9 empty] | FALSE |  | Linear displacement transducer
3439 | CSCR0240_Linear displacement transducer | Linear displacement transducer | CSCR0240 |  | No |  |  | Y.SKOCZEK | Y.SKOCZEK | LABORATOIRE DEVELOPPEMENT / SCR / Servante LVDT |  |  | Y.SKOCZEK | No | [14 empty] | DS/50/G | MSD0507SZ03AH10-01 |  |  |  |  | Non-conforme | 1 - Product quality and specific measurement equipment |  |  |  | Dimensionnel | Perdu | Perdu | [9 empty] | FALSE |  | Linear displacement transducer
3440 | CSCR0244_Thermocouple [K] | Thermocouple [K] | CSCR0244 |  | No | Temperature sensor |  | Y.SKOCZEK | Y.SKOCZEK | LABORATOIRE DEVELOPPEMENT / SCR / A-SCR-01 |  |  | Y.SKOCZEK | No | [21 empty] | 1 - Product quality and specific measurement equipment |  |  |  | Température | Réformé | Réformé | [6 empty] | Temperature sensor |  |  | FALSE |  | Thermocouple [K]
3441 | CSCR0245_Thermocouple [K] | Thermocouple [K] | CSCR0245 |  | No | Temperature sensor |  | Y.SKOCZEK | Y.SKOCZEK | LABORATOIRE DEVELOPPEMENT / SCR / A-SCR-01 |  |  | Y.SKOCZEK | No | [20 empty] | No calibration status | 1 - Product quality and specific measurement equipment |  |  |  | Température | Perdu | Perdu | [6 empty] | Temperature sensor |  |  | FALSE |  | Thermocouple [K]
3442 | CSCR0246_Thermocouple [K] | Thermocouple [K] | CSCR0246 |  | No | Temperature sensor |  | Y.SKOCZEK | Y.SKOCZEK | LABORATOIRE DEVELOPPEMENT / SCR / A-SCR-01 |  |  | Y.SKOCZEK | No | [21 empty] | 1 - Product quality and specific measurement equipment |  |  |  | Température | Réformé | Réformé | [6 empty] | Temperature sensor |  |  | FALSE |  | Thermocouple [K]
3443 | CSCR0247_Thermocouple [K] | Thermocouple [K] | CSCR0247 |  | No | Temperature sensor |  | Y.SKOCZEK | Y.SKOCZEK | LABORATOIRE DEVELOPPEMENT / SCR / A-SCR-01 |  |  | Y.SKOCZEK | No | [21 empty] | 1 - Product quality and specific measurement equipment |  |  |  | Température | -40/+100 °C | ±2 °C | [6 empty] | Temperature sensor |  |  | FALSE |  | Thermocouple [K]
3444 | CSCR0249_Thermocouple [K] | Thermocouple [K] | CSCR0249 |  | No | Temperature sensor |  | Y.SKOCZEK | Y.SKOCZEK | LABORATOIRE DEVELOPPEMENT / SCR / A-SCR-01 |  |  | Y.SKOCZEK | No | [20 empty] | No calibration status | 1 - Product quality and specific measurement equipment |  |  |  | Température | Perdu | Perdu | [6 empty] | Temperature sensor |  |  | FALSE |  | Thermocouple [K]
3445 | CSCR0250_Thermocouple [K] | Thermocouple [K] | CSCR0250 |  | No | Temperature sensor |  | Y.SKOCZEK | Y.SKOCZEK | LABORATOIRE DEVELOPPEMENT / SCR / A-SCR-01 |  |  | Y.SKOCZEK | No | [21 empty] | 1 - Product quality and specific measurement equipment |  |  |  | Température | -40/+100 °C | ±2 °C | [6 empty] | Temperature sensor |  |  | FALSE |  | Thermocouple [K]
3446 | CSCR0252_Thermocouple [K] | Thermocouple [K] | CSCR0252 |  | No | Temperature sensor |  | Y.SKOCZEK | Y.SKOCZEK | LABORATOIRE DEVELOPPEMENT / SCR / A-SCR-01 |  |  | Y.SKOCZEK | No | [20 empty] | No calibration status | 1 - Product quality and specific measurement equipment |  |  |  | Température | Perdu | Perdu | [6 empty] | Temperature sensor |  |  | FALSE |  | Thermocouple [K]
3447 | CSCR0254_Thermocouple [K] | Thermocouple [K] | CSCR0254 |  | No | Temperature sensor |  | Y.SKOCZEK | Y.SKOCZEK | LABORATOIRE DEVELOPPEMENT / SCR / A-SCR-01 |  |  | Y.SKOCZEK | No | [20 empty] | Non-conforme | 1 - Product quality and specific measurement equipment |  |  |  | Température | -40/+100 °C | ±2 °C | [6 empty] | Temperature sensor |  |  | FALSE |  | Thermocouple [K]
3448 | CSCR0255_Thermocouple [K] | Thermocouple [K] | CSCR0255 |  | No | Temperature sensor |  | Y.SKOCZEK | Y.SKOCZEK | LABORATOIRE DEVELOPPEMENT / SCR / A-SCR-01 |  |  | Y.SKOCZEK | No | [20 empty] | Non-conforme | 1 - Product quality and specific measurement equipment |  |  |  | Température | Perdu | Perdu | [6 empty] | Temperature sensor |  |  | FALSE |  | Thermocouple [K]
3449 | CSCR0256_Thermocouple [K] | Thermocouple [K] | CSCR0256 |  | No | Temperature sensor |  | Y.SKOCZEK | Y.SKOCZEK | LABORATOIRE DEVELOPPEMENT / SCR / A-SCR-01 |  |  | Y.SKOCZEK | No | [20 empty] | No calibration status | 1 - Product quality and specific measurement equipment |  |  |  | Température | Perdu | Perdu | [6 empty] | Temperature sensor |  |  | FALSE |  | Thermocouple [K]
3450 | CSCR0257_Thermocouple [K] | Thermocouple [K] | CSCR0257 |  | No | Temperature sensor |  | Y.SKOCZEK | Y.SKOCZEK | LABORATOIRE DEVELOPPEMENT / SCR / A-SCR-01 |  |  | Y.SKOCZEK | No | [20 empty] | Non-conforme | 1 - Product quality and specific measurement equipment |  |  |  | Température | Perdu | Perdu | [6 empty] | Temperature sensor |  |  | FALSE |  | Thermocouple [K]
3451 | CSCR0260_Thermocouple [K] | Thermocouple [K] | CSCR0260 |  | No | Temperature sensor |  | Y.SKOCZEK | Y.SKOCZEK | LABORATOIRE DEVELOPPEMENT / SCR / A-SCR-01 |  |  | Y.SKOCZEK | No | [21 empty] | 1 - Product quality and specific measurement equipment |  |  |  | Température | Perdu | Perdu | [6 empty] | Temperature sensor |  |  | FALSE |  | Thermocouple [K]
3452 | CSCR0261_Thermocouple [K] | Thermocouple [K] | CSCR0261 |  | No | Temperature sensor |  | Y.SKOCZEK | Y.SKOCZEK | LABORATOIRE DEVELOPPEMENT / SCR / Banc de jaugeage |  |  | Y.SKOCZEK | No | [21 empty] | 1 - Product quality and specific measurement equipment |  |  |  | Température | -40/+100 °C | ±2 °C | [6 empty] | Temperature sensor |  |  | FALSE |  | Thermocouple [K]
3453 | CSCR0262_Scale | Scale | CSCR0262 |  | No |  |  | Y.SKOCZEK | Y.SKOCZEK | LABORATOIRE DEVELOPPEMENT / SCR / SCR-010 GAUGING BENCH |  |  | Y.SKOCZEK | No | [20 empty] | Conform | 1 - Product quality and specific measurement equipment | 20/07/2024 16:11:40 |  |  | Masse | 0/30 kg | ±10 g | [9 empty] | FALSE |  | Scale |  |  | 20/07/2022 16:11:40 |  | 744
3454 | CSCR0263_Displacement transducer | Displacement transducer | CSCR0263 |  | No |  |  | Y.SKOCZEK | Y.SKOCZEK | LABORATOIRE DEVELOPPEMENT / SCR / SCR-010 GAUGING BENCH |  |  | Y.SKOCZEK | No | [20 empty] | No calibration status | 1 - Product quality and specific measurement equipment |  |  |  | Dimensionnel | Perdu | Perdu | [9 empty] | FALSE |  | Displacement transducer
3455 | CSCR0264_Thermocouple [K] | Thermocouple [K] | CSCR0264 |  | No | Temperature sensor |  | Y.SKOCZEK | Y.SKOCZEK | LABORATOIRE DEVELOPPEMENT / SCR / A-SCR-01 |  |  | Y.SKOCZEK | No | [21 empty] | 1 - Product quality and specific measurement equipment |  |  |  | Température | Réformé | Réformé | [6 empty] | Temperature sensor |  |  | FALSE |  | Thermocouple [K]
3456 | CSCR0265_Linear displacement transducer | Linear displacement transducer | CSCR0265 |  | No |  |  | Y.SKOCZEK | Y.SKOCZEK | LABORATOIRE DEVELOPPEMENT / SCR / SERVANTE LVDT |  |  | Y.SKOCZEK | No | [14 empty] | DS/50/G | MSD0507SZAH21-02 | [5 empty] | 1 - Product quality and specific measurement equipment |  |  |  | Dimensionnel | Réformé | Réformé | [9 empty] | FALSE |  | Linear displacement transducer
3457 | CSCR0266_Linear displacement transducer | Linear displacement transducer | CSCR0266 |  | No |  |  | Y.SKOCZEK | Y.SKOCZEK | LABORATOIRE DEVELOPPEMENT / SCR / SERVANTE LVDT |  |  | Y.SKOCZEK | No | [14 empty] | DS/50/G | MSD0507SZ03AH21-03 | [5 empty] | 1 - Product quality and specific measurement equipment |  |  |  | Dimensionnel | Réformé | Réformé | [9 empty] | FALSE |  | Linear displacement transducer
3458 | CSCR0267_Linear displacement transducer | Linear displacement transducer | CSCR0267 |  | No |  |  | Y.SKOCZEK | Y.SKOCZEK | LABORATOIRE DEVELOPPEMENT / EPE / R-ATEX-07 (SERVANTE LVDT) |  |  | Y.SKOCZEK | No | [14 empty] | DS/50/G | 768AR07508 |  |  |  |  | Conform | 1 - Product quality and specific measurement equipment | 19/02/2023 00:00:00 |  |  | Dimensionnel | 0/50 mm | ±0,3 mm | [9 empty] | FALSE |  | Linear displacement transducer |  |  | 19/02/2021 00:00:00 |  | 744
3459 | CSCR0268_Chronometer | Chronometer | CSCR0268 |  | No |  |  | Y.SKOCZEK | Y.SKOCZEK | LABORATOIRE DEVELOPPEMENT / SCR / SCR-009 (SCR Filling station) |  |  | Y.SKOCZEK | No | [21 empty] | 1 - Product quality and specific measurement equipment |  |  |  | Temps-Fréquence | 0/1 h | ±0,5 s | [9 empty] | FALSE |  | Chronometer
3460 | CSCR0269_Stabilized power supply | Stabilized power supply | CSCR0269 |  | No |  |  | Y.SKOCZEK | Y.SKOCZEK | LABORATOIRE DEVELOPPEMENT / SCR / PPM-SCR-04 |  |  | Y.SKOCZEK | No | [20 empty] | Conform | 1 - Product quality and specific measurement equipment | 21/09/2023 13:26:21 |  |  | Electricité | 0/20 V;0/38 A | ± 0,5V; Approach device | [9 empty] | FALSE |  | Stabilized power supply |  |  | 21/09/2021 13:26:21 |  | 744
3461 | CSCR0270_Thermocouple [K] | Thermocouple [K] | CSCR0270 |  | No | Temperature sensor |  | Y.SKOCZEK | Y.SKOCZEK | LABORATOIRE DEVELOPPEMENT / SCR / A-SCR-01 |  |  | Y.SKOCZEK | No | [20 empty] | No calibration status | 1 - Product quality and specific measurement equipment |  |  |  | Température | Perdu | Perdu | [6 empty] | Temperature sensor |  |  | FALSE |  | Thermocouple [K]
3462 | CSCR0271_Thermocouple reader | Thermocouple reader | CSCR0271 |  | No |  |  | Y.SKOCZEK | Y.SKOCZEK | LABORATOIRE DEVELOPPEMENT / SCR / Perdu |  |  | Y.SKOCZEK | No | [15 empty] | HLK-00121.09.1200010119 |  |  |  |  | No calibration status | 3 - Not affecting quality equipment |  |  |  | Electricité |  | Perdu (Approach device | [9 empty] | FALSE |  | Thermocouple reader
3463 | CSCR0272_Thermocouple reader | Thermocouple reader | CSCR0272 |  | No |  |  | Y.SKOCZEK | Y.SKOCZEK | LABORATOIRE DEVELOPPEMENT / SCR / Perdu |  |  | Y.SKOCZEK | No | [20 empty] | No calibration status | 3 - Not affecting quality equipment |  |  |  | Electricité |  | Perdu (Approach device | [9 empty] | FALSE |  | Thermocouple reader
3464 | CSCR0273_Thermocouple reader | Thermocouple reader | CSCR0273 |  | No |  |  | Y.SKOCZEK | Y.SKOCZEK | LABORATOIRE DEVELOPPEMENT / SCR / Perdu |  |  | Y.SKOCZEK | No | [15 empty] | HLK-00108.11.1200010172 |  |  |  |  | No calibration status | 3 - Not affecting quality equipment |  |  |  | Electricité |  | Perdu (Approach device | [9 empty] | FALSE |  | Thermocouple reader
3465 | CSCR0274_Thermocouple reader | Thermocouple reader | CSCR0274 |  | No |  |  | Y.SKOCZEK | Y.SKOCZEK | LABORATOIRE DEVELOPPEMENT / SCR / Perdu |  |  | Y.SKOCZEK | No | [14 empty] | ECU C7 | [5 empty] | No calibration status | 3 - Not affecting quality equipment |  |  |  | Electricité |  | Perdu (Approach device | [9 empty] | FALSE |  | Thermocouple reader
3466 | CSCR0275_Thermocouple reader | Thermocouple reader | CSCR0275 |  | No |  |  | Y.SKOCZEK | Y.SKOCZEK | LABORATOIRE DEVELOPPEMENT / SCR / ARMOIRE |  |  | Y.SKOCZEK | No | [21 empty] | 3 - Not affecting quality equipment |  |  |  | Electricité | Réformé | Réformé | [9 empty] | FALSE |  | Thermocouple reader
3467 | CSCR0276_Thermocouple reader | Thermocouple reader | CSCR0276 |  | No |  |  | Y.SKOCZEK | Y.SKOCZEK | LABORATOIRE DEVELOPPEMENT / SCR / Perdu |  |  | Y.SKOCZEK | No | [15 empty] | XLK-00114.01.1400010101 |  |  |  |  | No calibration status | 3 - Not affecting quality equipment |  |  |  | Electricité |  | Perdu (Approach device | [9 empty] | FALSE |  | Thermocouple reader
3468 | CSCR0277_Thermocouple reader | Thermocouple reader | CSCR0277 |  | No |  |  | Y.SKOCZEK | Y.SKOCZEK | LABORATOIRE DEVELOPPEMENT / SCR / Armoire |  |  | Y.SKOCZEK | No | [20 empty] | Non-conforme | 3 - Not affecting quality equipment |  |  |  | Electricité | Perdu | Perdu | [9 empty] | FALSE |  | Thermocouple reader
3469 | CSCR0278_Thermocouple reader | Thermocouple reader | CSCR0278 |  | No |  |  | Y.SKOCZEK | Y.SKOCZEK | LABORATOIRE DEVELOPPEMENT / SCR / Perdu |  |  | Y.SKOCZEK | No | [20 empty] | No calibration status | 3 - Not affecting quality equipment |  |  |  | Electricité |  | Perdu (Approach device | [9 empty] | FALSE |  | Thermocouple reader
3470 | CSCR0279_Thermocouple reader | Thermocouple reader | CSCR0279 |  | No |  |  | Y.SKOCZEK | Y.SKOCZEK | LABORATOIRE DEVELOPPEMENT / SCR / Perdu |  |  | Y.SKOCZEK | No | [15 empty] | HLK-00114.01.1400010053 |  |  |  |  | No calibration status | 3 - Not affecting quality equipment |  |  |  | Electricité |  | Perdu (Approach device | [9 empty] | FALSE |  | Thermocouple reader
3471 | CSCR0280_Thermocouple reader | Thermocouple reader | CSCR0280 |  | No |  |  | Y.SKOCZEK | Y.SKOCZEK | LABORATOIRE DEVELOPPEMENT / SCR / Perdu |  |  | Y.SKOCZEK | No | [15 empty] | XLK-00114.01.1400010108 |  |  |  |  | No calibration status | 3 - Not affecting quality equipment |  |  |  | Electricité |  | Perdu (Approach device | [9 empty] | FALSE |  | Thermocouple reader
3472 | CSCR0281_Thermocouple reader | Thermocouple reader | CSCR0281 |  | No |  |  | Y.SKOCZEK | Y.SKOCZEK | LABORATOIRE DEVELOPPEMENT / SCR / Perdu |  |  | Y.SKOCZEK | No | [15 empty] | XLK-00114.01.1400010134 |  |  |  |  | No calibration status | 3 - Not affecting quality equipment |  |  |  | Electricité |  | Perdu (Approach device | [9 empty] | FALSE |  | Thermocouple reader
3473 | CSCR0282_Thermocouple reader | Thermocouple reader | CSCR0282 |  | No |  |  | Y.SKOCZEK | Y.SKOCZEK | LABORATOIRE DEVELOPPEMENT / SCR / Armoire |  |  | Y.SKOCZEK | No | [20 empty] | Non-conforme | 3 - Not affecting quality equipment |  |  |  | Electricité | Perdu | Perdu | [9 empty] | FALSE |  | Thermocouple reader
3474 | CSCR0283_Pressure sensor | Pressure sensor | CSCR0283 |  | No |  |  | Y.SKOCZEK | Y.SKOCZEK | LABORATOIRE DEVELOPPEMENT / SCR / SCR-052 |  |  | Y.SKOCZEK | No | [21 empty] | 1 - Product quality and specific measurement equipment |  |  |  | Pression | Réformé | Réformé | [9 empty] | FALSE |  | Pressure sensor
3475 | CSCR0284_Thermocouple [K] | Thermocouple [K] | CSCR0284 |  | No | Temperature sensor |  | Y.SKOCZEK | Y.SKOCZEK | LABORATOIRE DEVELOPPEMENT / SCR / A-SCR-01 |  |  | Y.SKOCZEK | No | [20 empty] | No calibration status | 1 - Product quality and specific measurement equipment |  |  |  | Température | Perdu | Perdu | [6 empty] | Temperature sensor |  |  | FALSE |  | Thermocouple [K]
3476 | CSCR0285_Thermocouple [K] | Thermocouple [K] | CSCR0285 |  | No | Temperature sensor |  | Y.SKOCZEK | Y.SKOCZEK | LABORATOIRE DEVELOPPEMENT / SCR / A-SCR-01 |  |  | Y.SKOCZEK | No | [20 empty] | No calibration status | 1 - Product quality and specific measurement equipment |  |  |  | Température | Perdu | Perdu | [6 empty] | Temperature sensor |  |  | FALSE |  | Thermocouple [K]
3477 | CSCR0286_Thermocouple [K] | Thermocouple [K] | CSCR0286 |  | No | Temperature sensor |  | Y.SKOCZEK | Y.SKOCZEK | LABORATOIRE DEVELOPPEMENT / SCR / A-SCR-01 |  |  | Y.SKOCZEK | No | [20 empty] | No calibration status | 1 - Product quality and specific measurement equipment |  |  |  | Température | Perdu | Perdu | [6 empty] | Temperature sensor |  |  | FALSE |  | Thermocouple [K]
3478 | CSCR0287_Pressure gauge | Pressure gauge | CSCR0287 |  | No |  |  | Y.SKOCZEK | Y.SKOCZEK | LABORATOIRE DEVELOPPEMENT / SCR / ARMOIRE |  |  | Y.SKOCZEK | No | [14 empty] | 0/0,6 bar | 112501534 | [5 empty] | 1 - Product quality and specific measurement equipment |  |  |  | Pression | Réformé | Réformé | [9 empty] | FALSE |  | Pressure gauge
3479 | CSCR0288_Thermocouple reader | Thermocouple reader | CSCR0288 |  | No |  |  | Y.SKOCZEK | Y.SKOCZEK | LABORATOIRE DEVELOPPEMENT / SCR / Armoire |  |  | Y.SKOCZEK | No | [20 empty] | Non-conforme | 1 - Product quality and specific measurement equipment |  |  |  | Electricité | Perdu | Perdu | [9 empty] | FALSE |  | Thermocouple reader
3480 | CSCR0289_Thermocouple reader | Thermocouple reader | CSCR0289 |  | No |  |  | Y.SKOCZEK | Y.SKOCZEK | LABORATOIRE DEVELOPPEMENT / SCR / Perdu |  |  | Y.SKOCZEK | No | [15 empty] | HLK-00110.08.1200010294 |  |  |  |  | No calibration status | 3 - Not affecting quality equipment |  |  |  | Electricité |  | Perdu (Approach device | [9 empty] | FALSE |  | Thermocouple reader
3481 | CSCR0290_Thermocouple reader | Thermocouple reader | CSCR0290 |  | No |  |  | Y.SKOCZEK | Y.SKOCZEK | LABORATOIRE DEVELOPPEMENT / SCR / Perdu |  |  | Y.SKOCZEK | No | [15 empty] | HLK-00114.01.1400010098 |  |  |  |  | No calibration status | 3 - Not affecting quality equipment |  |  |  | Electricité |  | Perdu (Approach device | [9 empty] | FALSE |  | Thermocouple reader
3482 | CSCR0292_Stabilized power supply | Stabilized power supply | CSCR0292 |  | No |  |  | Y.SKOCZEK | Y.SKOCZEK | LABORATOIRE DEVELOPPEMENT / SCR / PPM-SCR-07 |  |  | Y.SKOCZEK | No | [20 empty] | No calibration status | 3 - Not affecting quality equipment |  |  |  | Electricité | 0/20 V;0/38 A | ± 0,5V; Approach device | [9 empty] | FALSE |  | Stabilized power supply
3483 | CSCR0293_Stabilized power supply | Stabilized power supply | CSCR0293 |  | No |  |  | Y.SKOCZEK | Y.SKOCZEK | LABORATOIRE DEVELOPPEMENT / SCR / PPM-SCR-07 |  |  | Y.SKOCZEK | No | [20 empty] | No calibration status | 3 - Not affecting quality equipment |  |  |  | Electricité | 0/20 V;0/38 A | ± 0,5V; Approach device | [9 empty] | FALSE |  | Stabilized power supply
3484 | CSCR0294_Stabilized power supply | Stabilized power supply | CSCR0294 |  | No |  |  | Y.SKOCZEK | Y.SKOCZEK | LABORATOIRE DEVELOPPEMENT / SCR / PPM-SCR-17 |  |  | Y.SKOCZEK | No | [20 empty] | Conform | 1 - Product quality and specific measurement equipment | 03/11/2023 15:56:37 |  |  | Electricité | 0/20 V;0/38 A | ± 0,5V; Approach device | [9 empty] | FALSE |  | Stabilized power supply |  |  | 03/11/2021 15:56:37 |  | 744
3485 | CSCR0295_Stabilized power supply | Stabilized power supply | CSCR0295 |  | No |  |  | Y.SKOCZEK | Y.SKOCZEK | LABORATOIRE DEVELOPPEMENT / SCR / PPM-SCR-17 |  |  | Y.SKOCZEK | No | [20 empty] | Conform | 1 - Product quality and specific measurement equipment | 03/11/2023 15:42:26 |  |  | Electricité | 0/20 V;0/38 A | ± 0,5V; Approach device | [9 empty] | FALSE |  | Stabilized power supply |  |  | 03/11/2021 15:42:26 |  | 744
3486 | CSCR0296_Stabilized power supply | Stabilized power supply | CSCR0296 |  | No |  |  | Y.SKOCZEK | Y.SKOCZEK | LABORATOIRE DEVELOPPEMENT / SCR / PPM-SCR-16 |  |  | Y.SKOCZEK | No | [20 empty] | No calibration status | 3 - Not affecting quality equipment |  |  |  | Electricité | 0/20 V;0/38 A | ± 0,5V; Approach device | [9 empty] | FALSE |  | Stabilized power supply
3487 | CSCR0297_Stabilized power supply | Stabilized power supply | CSCR0297 |  | No |  |  | Y.SKOCZEK | Y.SKOCZEK | LABORATOIRE DEVELOPPEMENT / SCR / PPM-SCR-16 |  |  | Y.SKOCZEK | No | [20 empty] | No calibration status | 3 - Not affecting quality equipment |  |  |  | Electricité | 0/20 V;0/38 A | ± 0,5V; Approach device | [9 empty] | FALSE |  | Stabilized power supply
3488 | CSCR0298_Stabilized power supply | Stabilized power supply | CSCR0298 |  | No |  |  | Y.SKOCZEK | Y.SKOCZEK | LABORATOIRE DEVELOPPEMENT / SCR / PPM-SCR-06 |  |  | Y.SKOCZEK | No | [20 empty] | No calibration status | 3 - Not affecting quality equipment |  |  |  | Electricité | 0/20 V;0/38 A | ± 0,5V; Approach device | [9 empty] | FALSE |  | Stabilized power supply
3489 | CSCR0299_Stabilized power supply | Stabilized power supply | CSCR0299 |  | No |  |  | Y.SKOCZEK | Y.SKOCZEK | LABORATOIRE DEVELOPPEMENT / SCR / PPM-SCR-06 |  |  | Y.SKOCZEK | No | [20 empty] | No calibration status | 3 - Not affecting quality equipment |  |  |  | Electricité | 0/20 V;0/38 A | ± 0,5V; Approach device | [9 empty] | FALSE |  | Stabilized power supply
3490 | CSCR0300_Scale | Scale | CSCR0300 |  | No |  |  | Y.SKOCZEK | Y.SKOCZEK | LABORATOIRE DEVELOPPEMENT / SCR / Armoire |  |  | Y.SKOCZEK | No | [20 empty] | Non-conforme | 1 - Product quality and specific measurement equipment |  |  |  | Masse | 0/30 kg | ±1 g | [9 empty] | FALSE |  | Scale
3491 | CSCR0301_Scale | Scale | CSCR0301 |  | No |  |  | Y.SKOCZEK | Y.SKOCZEK | LABORATOIRE DEVELOPPEMENT / SCR / SCR Area |  |  | Y.SKOCZEK | No | [20 empty] | Conform | 1 - Product quality and specific measurement equipment | 09/06/2023 11:50:25 |  |  | Masse | 0/30 kg | ±0,01 %RV | [9 empty] | FALSE |  | Scale |  |  | 09/06/2021 11:50:25 |  | 744
3492 | CSCR0302_Thermocouple [K] | Thermocouple [K] | CSCR0302 |  | No | Temperature sensor |  | Y.SKOCZEK | Y.SKOCZEK | LABORATOIRE DEVELOPPEMENT / SCR / A-SCR-01 |  |  | Y.SKOCZEK | No | [20 empty] | No calibration status | 1 - Product quality and specific measurement equipment |  |  |  | Température | Perdu | Perdu | [6 empty] | Temperature sensor |  |  | FALSE |  | Thermocouple [K]
3493 | CSCR0303_Multimeter | Multimeter | CSCR0303 |  | No |  |  | Y.SKOCZEK | Y.SKOCZEK | LABORATOIRE DEVELOPPEMENT / SCR / R-SCR-01 |  |  | Y.SKOCZEK | No | [20 empty] | Conform | 1 - Product quality and specific measurement equipment | 27/04/2024 00:00:00 |  |  | Electricité | 0/600 Ohm; 0/6 kOhm; 0/60 VDC; 0/10 ADC | ±0,3 Ohm;±1 Ohm;±40 mV;±50 mA | [9 empty] | FALSE |  | Multimeter |  |  | 27/04/2022 00:00:00 |  | 744
3494 | CSCR0304_Multimeter | Multimeter | CSCR0304 |  | No |  |  | Y.SKOCZEK | Y.SKOCZEK | LABORATOIRE DEVELOPPEMENT / SCR / R-SCR-04 |  |  | Y.SKOCZEK | No | [14 empty] | 115 | [5 empty] | Conform | 1 - Product quality and specific measurement equipment | 27/04/2024 00:00:00 |  |  | Electricité | 0/600 Ohm; 0/6 kOhm; 0/60 VDC; 0/10 ADC | ±0,3 Ohm;±1 Ohm;±40 mV;±50 mA | [9 empty] | FALSE |  | Multimeter |  |  | 27/04/2022 00:00:00 |  | 744
3495 | CSCR0305_Multimeter | Multimeter | CSCR0305 |  | No |  |  | Y.SKOCZEK | Y.SKOCZEK | LABORATOIRE DEVELOPPEMENT / SCR / Servante A. Fagnier |  |  | Y.SKOCZEK | No | [14 empty] | 115 | [5 empty] | Non-conforme | 1 - Product quality and specific measurement equipment |  |  |  | Electricité | Perdu | Perdu | [9 empty] | FALSE |  | Multimeter
3496 | CSCR0306_Multimeter | Multimeter | CSCR0306 |  | No |  |  | Y.SKOCZEK | Y.SKOCZEK | Armoire A-SCR-02 |  |  | Y.SKOCZEK | No | [20 empty] | Conform | 1 - Product quality and specific measurement equipment | 27/04/2023 00:00:00 |  |  | Electricité | 0/600 Ohm; 0/6 kOhm; 0/60 VDC; 0/10 ADC | ±0,3 Ohm;±1 Ohm;±40 mV;±50 mA | [9 empty] | FALSE |  | Multimeter |  |  | 27/04/2022 00:00:00 |  | 372
3497 | CSCR0307_Thermocouple [K] | Thermocouple [K] | CSCR0307 |  | No | Temperature sensor |  | Y.SKOCZEK | Y.SKOCZEK | LABORATOIRE DEVELOPPEMENT / SCR / A-SCR-01 |  |  | Y.SKOCZEK | No | [21 empty] | 1 - Product quality and specific measurement equipment |  |  |  | Température | Réformé | Réformé | [6 empty] | Temperature sensor |  |  | FALSE |  | Thermocouple [K]
3498 | CSCR0309_Thermocouple [K] | Thermocouple [K] | CSCR0309 |  | No | Temperature sensor |  | Y.SKOCZEK | Y.SKOCZEK | LABORATOIRE DEVELOPPEMENT / SCR / A-SCR-01 |  |  | Y.SKOCZEK | No | [20 empty] | No calibration status | 1 - Product quality and specific measurement equipment |  |  |  | Température | Perdu | Perdu | [6 empty] | Temperature sensor |  |  | FALSE |  | Thermocouple [K]
3499 | CSCR0310_Thermocouple [K] | Thermocouple [K] | CSCR0310 |  | No | Temperature sensor |  | Y.SKOCZEK | Y.SKOCZEK | LABORATOIRE DEVELOPPEMENT / SCR / A-SCR-01 |  |  | Y.SKOCZEK | No | [20 empty] | No calibration status | 1 - Product quality and specific measurement equipment |  |  |  | Température | Perdu | Perdu | [6 empty] | Temperature sensor |  |  | FALSE |  | Thermocouple [K]
3500 | CSCR0311_Pressure sensor | Pressure sensor | CSCR0311 |  | No |  |  | Y.SKOCZEK | Y.SKOCZEK | LABORATOIRE DEVELOPPEMENT / SCR / PPS-SCR-06 |  |  | Y.SKOCZEK | No | [21 empty] | 1 - Product quality and specific measurement equipment |  |  |  | Pression | -100/+100 mbar | ±1 mbar | [9 empty] | FALSE |  | Pressure sensor
3501 | CSCR0312_Climatic chamber | Climatic chamber | CSCR0312 |  | No |  |  | Y.SKOCZEK | Y.SKOCZEK | LABORATOIRE DEVELOPPEMENT / SCR / MET004 |  |  | Y.SKOCZEK | No | [14 empty] | 198T45/7.5E | 7440 |  |  |  |  | Conform | 1 - Product quality and specific measurement equipment | 22/02/2023 15:07:49 |  |  | Température | -40/+100 °C | ±2 °C | [9 empty] | FALSE |  | Climatic chamber |  |  | 22/02/2022 15:07:49 |  | 372
3502 | CSCR0313_Climatic chamber | Climatic chamber | CSCR0313 |  | No |  |  | Y.SKOCZEK | Y.SKOCZEK | LABORATOIRE DEVELOPPEMENT / SCR / MET003 |  |  | Y.SKOCZEK | No | [14 empty] | 1215T4014 | 5240 |  |  |  |  | Conform | 1 - Product quality and specific measurement equipment | 12/07/2023 13:41:25 |  |  | Température | -40/+100 °C | ±2 °C | [9 empty] | FALSE |  | Climatic chamber |  |  | 12/07/2022 13:41:25 |  | 372
3503 | CSCR0314_Climatic chamber | Climatic chamber | CSCR0314 |  | No |  |  | Y.SKOCZEK | Y.SKOCZEK | LABORATOIRE DEVELOPPEMENT / SCR / MET006 |  |  | Y.SKOCZEK | No | [14 empty] | 1872H6514E | 7894 |  |  |  |  | Conform | 1 - Product quality and specific measurement equipment | 11/05/2023 10:03:54 |  |  | Température | -40/+100 °C;30/95 %HR from 40 to 80 °C | ±2 °C Climatic chamber;±5 %HR | [9 empty] | FALSE |  | Climatic chamber |  |  | 11/05/2022 10:03:54 |  | 372
3504 | CSCR0315_Climatic chamber | Climatic chamber | CSCR0315 |  | No |  |  | Y.SKOCZEK | Y.SKOCZEK | LABORATOIRE DEVELOPPEMENT / SCR / MET-035 |  |  | Y.SKOCZEK | No | [14 empty] | TH4160 | 1998007 | [5 empty] | 1 - Product quality and specific measurement equipment |  |  |  | Température | Réformé | Réformé | [9 empty] | FALSE |  | Climatic chamber
3505 | CSCR0316_Stabilized power supply | Stabilized power supply | CSCR0316 |  | No |  |  | Y.SKOCZEK | Y.SKOCZEK | LABORATOIRE DEVELOPPEMENT / SCR / PPM-SCR-14 |  |  | Y.SKOCZEK | No | [20 empty] | Conform | 1 - Product quality and specific measurement equipment | 07/07/2023 14:55:10 |  |  | Electricité | 0/20 V;0/38 A | ± 0,5V; Approach device | [9 empty] | FALSE |  | Stabilized power supply |  |  | 07/07/2021 14:55:10 |  | 744
3506 | CSCR0317_Stabilized power supply | Stabilized power supply | CSCR0317 |  | No |  |  | Y.SKOCZEK | Y.SKOCZEK | LABORATOIRE DEVELOPPEMENT / SCR / PVC-SCR-01 |  |  | Y.SKOCZEK | No | [20 empty] | No calibration status | 3 - Not affecting quality equipment |  |  |  | Electricité | 0/20 V;0/38 A | ± 0,5V; Approach device | [9 empty] | FALSE |  | Stabilized power supply
3507 | CSCR0318_Stabilized power supply | Stabilized power supply | CSCR0318 |  | No |  |  | Y.SKOCZEK | Y.SKOCZEK | LABORATOIRE DEVELOPPEMENT / SCR / PPM-SCR-21 |  |  | Y.SKOCZEK | No | [20 empty] | Conform | 1 - Product quality and specific measurement equipment | 04/08/2023 00:00:00 |  |  | Electricité | 0/20 V;0/38 A | ± 0,5V; Approach device | [9 empty] | FALSE |  | Stabilized power supply |  |  | 04/08/2021 00:00:00 |  | 744
3508 | CSCR0319_Stabilized power supply | Stabilized power supply | CSCR0319 |  | No |  |  | Y.SKOCZEK | Y.SKOCZEK | LABORATOIRE DEVELOPPEMENT / SCR / PVC-SCR-02 |  |  | Y.SKOCZEK | No | [20 empty] | No calibration status | 3 - Not affecting quality equipment |  |  |  | Electricité | 0/20 V;0/38 A | ± 0,5V; Approach device | [9 empty] | FALSE |  | Stabilized power supply
3509 | CSCR0320_Stabilized power supply | Stabilized power supply | CSCR0320 |  | No |  |  | Y.SKOCZEK | Y.SKOCZEK | LABORATOIRE DEVELOPPEMENT / SCR / PVC-SCR-02 |  |  | Y.SKOCZEK | No | [20 empty] | No calibration status | 3 - Not affecting quality equipment |  |  |  | Electricité | 0/20 V;0/38 A | ± 0,5V; Approach device | [9 empty] | FALSE |  | Stabilized power supply
3510 | CSCR0321_Stabilized power supply | Stabilized power supply | CSCR0321 |  | No |  |  | Y.SKOCZEK | Y.SKOCZEK | LABORATOIRE DEVELOPPEMENT / SCR / PVC-SCR-02 |  |  | Y.SKOCZEK | No | [20 empty] | No calibration status | 3 - Not affecting quality equipment |  |  |  | Electricité | 0/20 V;0/38 A | ± 0,5V; Approach device | [9 empty] | FALSE |  | Stabilized power supply
3511 | CSCR0322_Stabilized power supply | Stabilized power supply | CSCR0322 |  | No |  |  | Y.SKOCZEK | Y.SKOCZEK | LABORATOIRE DEVELOPPEMENT / SCR / PPM-SCR-23 |  |  | Y.SKOCZEK | No | [20 empty] | No calibration status | 3 - Not affecting quality equipment |  |  |  | Electricité | 0/20 V;0/38 A | ± 0,5V; Approach device | [9 empty] | FALSE |  | Stabilized power supply
3512 | CSCR0323_Stabilized power supply | Stabilized power supply | CSCR0323 |  | No |  |  | Y.SKOCZEK | Y.SKOCZEK | LABORATOIRE DEVELOPPEMENT / SCR / PPM-SCR-23 |  |  | Y.SKOCZEK | No | [20 empty] | No calibration status | 3 - Not affecting quality equipment |  |  |  | Electricité | 0/20 V;0/38 A | ± 0,5V; Approach device | [9 empty] | FALSE |  | Stabilized power supply
3513 | CSCR0324_Stabilized power supply | Stabilized power supply | CSCR0324 |  | No |  |  | Y.SKOCZEK | Y.SKOCZEK | LABORATOIRE DEVELOPPEMENT / SCR / PPM-SCR-23 |  |  | Y.SKOCZEK | No | [20 empty] | No calibration status | 3 - Not affecting quality equipment |  |  |  | Electricité | 0/20 V;0/38 A | ± 0,5V; Approach device | [9 empty] | FALSE |  | Stabilized power supply
3514 | CSCR0325_Stabilized power supply | Stabilized power supply | CSCR0325 |  | No |  |  | Y.SKOCZEK | Y.SKOCZEK | LABORATOIRE DEVELOPPEMENT / SCR / PVC-SCR-01 |  |  | Y.SKOCZEK | No | [20 empty] | No calibration status | 3 - Not affecting quality equipment |  |  |  | Electricité | 0/20 V;0/38 A | ± 0,5V; Approach device | [9 empty] | FALSE |  | Stabilized power supply
3515 | CSCR0326_Stabilized power supply | Stabilized power supply | CSCR0326 |  | No |  |  | Y.SKOCZEK | Y.SKOCZEK | LABORATOIRE DEVELOPPEMENT / SCR / PVC-SCR-01 |  |  | Y.SKOCZEK | No | [20 empty] | No calibration status | 3 - Not affecting quality equipment |  |  |  | Electricité | 0/20 V;0/38 A | ± 0,5V; Approach device | [9 empty] | FALSE |  | Stabilized power supply
3516 | CSCR0327_Stabilized power supply | Stabilized power supply | CSCR0327 |  | No |  |  | Y.SKOCZEK | Y.SKOCZEK | LABORATOIRE DEVELOPPEMENT / SCR / PPM-SCR-21 |  |  | Y.SKOCZEK | No | [20 empty] | Conform | 1 - Product quality and specific measurement equipment | 04/08/2023 11:40:54 |  |  | Electricité | 0/20 V;0/38 A | ± 0,5V; Approach device | [9 empty] | FALSE |  | Stabilized power supply |  |  | 04/08/2021 11:40:54 |  | 744
3517 | CSCR0328_Stabilized power supply | Stabilized power supply | CSCR0328 |  | No |  |  | Y.SKOCZEK | Y.SKOCZEK | LABORATOIRE DEVELOPPEMENT / SCR / PVC-SCR-01 |  |  | Y.SKOCZEK | No | [20 empty] | No calibration status | 3 - Not affecting quality equipment |  |  |  | Electricité | 0/20 V;0/38 A | ± 0,5V; Approach device | [9 empty] | FALSE |  | Stabilized power supply
3518 | CSCR0329_Thermocouple [K] | Thermocouple [K] | CSCR0329 |  | No | Temperature sensor |  | Y.SKOCZEK | Y.SKOCZEK | LABORATOIRE DEVELOPPEMENT / SCR / A-SCR-01 |  |  | Y.SKOCZEK | No | [21 empty] | 1 - Product quality and specific measurement equipment |  |  |  | Température | -40/+100 °C | ±2 °C | [6 empty] | Temperature sensor |  |  | FALSE |  | Thermocouple [K]
3519 | CSCR0330_Thermocouple [K] | Thermocouple [K] | CSCR0330 |  | No | Temperature sensor |  | Y.SKOCZEK | Y.SKOCZEK | LABORATOIRE DEVELOPPEMENT / SCR / A-SCR-01 |  |  | Y.SKOCZEK | No | [21 empty] | 1 - Product quality and specific measurement equipment |  |  |  | Température | -40/+100 °C | ±2 °C | [6 empty] | Temperature sensor |  |  | FALSE |  | Thermocouple [K]
3520 | CSCR0331_Thermocouple [K] | Thermocouple [K] | CSCR0331 |  | No | Temperature sensor |  | Y.SKOCZEK | Y.SKOCZEK | LABORATOIRE DEVELOPPEMENT / SCR / A-SCR-01 |  |  | Y.SKOCZEK | No | [21 empty] | 1 - Product quality and specific measurement equipment |  |  |  | Température | -40/+100 °C | ±2 °C | [6 empty] | Temperature sensor |  |  | FALSE |  | Thermocouple [K]
3521 | CSCR0332_Thermocouple | Thermocouple | CSCR0332 |  | No | Temperature sensor |  | Y.SKOCZEK | Y.SKOCZEK | LABORATOIRE DEVELOPPEMENT / SCR / A-SCR-01 |  |  | Y.SKOCZEK | No | [21 empty] | 1 - Product quality and specific measurement equipment |  |  |  | Température | Réformé | Réformé | [6 empty] | Temperature sensor |  |  | FALSE |  | Thermocouple
3522 | CSCR0333_Thermocouple [K] | Thermocouple [K] | CSCR0333 |  | No | Temperature sensor |  | Y.SKOCZEK | Y.SKOCZEK | LABORATOIRE DEVELOPPEMENT / SCR / A-SCR-01 |  |  | Y.SKOCZEK | No | [20 empty] | Conforme | 1 - Product quality and specific measurement equipment |  |  |  | Température | -40/+100 °C | ±2 °C | [6 empty] | Temperature sensor |  |  | FALSE |  | Thermocouple [K]
3523 | CSCR0334_Thermocouple [K] | Thermocouple [K] | CSCR0334 |  | No | Temperature sensor |  | Y.SKOCZEK | Y.SKOCZEK | LABORATOIRE DEVELOPPEMENT / SCR / A-SCR-01 |  |  | Y.SKOCZEK | No | [20 empty] | No calibration status | 1 - Product quality and specific measurement equipment |  |  |  | Température | Perdu | Perdu | [6 empty] | Temperature sensor |  |  | FALSE |  | Thermocouple [K]
3524 | CSCR0335_Thermocouple [K] | Thermocouple [K] | CSCR0335 |  | No | Temperature sensor |  | Y.SKOCZEK | Y.SKOCZEK | LABORATOIRE DEVELOPPEMENT / SCR / A-SCR-01 |  |  | Y.SKOCZEK | No | [20 empty] | Non-conforme | 1 - Product quality and specific measurement equipment |  |  |  | Température | Perdu | Perdu | [6 empty] | Temperature sensor |  |  | FALSE |  | Thermocouple [K]
3525 | CSCR0337_Thermocouple [K] | Thermocouple [K] | CSCR0337 |  | No | Temperature sensor |  | Y.SKOCZEK | Y.SKOCZEK | LABORATOIRE DEVELOPPEMENT / SCR / A-SCR-01 |  |  | Y.SKOCZEK | No | [20 empty] | No calibration status | 1 - Product quality and specific measurement equipment |  |  |  | Température | Perdu | Perdu | [6 empty] | Temperature sensor |  |  | FALSE |  | Thermocouple [K]
3526 | CSCR0341_Thermocouple [K] | Thermocouple [K] | CSCR0341 |  | No | Temperature sensor |  | Y.SKOCZEK | Y.SKOCZEK | LABORATOIRE DEVELOPPEMENT / SCR / A-SCR-01 |  |  | Y.SKOCZEK | No | [21 empty] | 1 - Product quality and specific measurement equipment |  |  |  | Température | -40/+100 °C | ±2 °C | [6 empty] | Temperature sensor |  |  | FALSE |  | Thermocouple [K]
3527 | CSCR0342_Inclinometer | Inclinometer | CSCR0342 |  | No |  |  | Y.SKOCZEK | Y.SKOCZEK | LABORATOIRE DEVELOPPEMENT / SCR / R-SCR-01 |  |  | Y.SKOCZEK | No | [21 empty] | 1 - Product quality and specific measurement equipment |  |  |  | Dimensionnel | 0/90 ° | ±0,10 ° | [9 empty] | FALSE |  | Inclinometer
3528 | CSCR0343_Inclinometer | Inclinometer | CSCR0343 |  | No |  |  | K.TALEB | K.TALEB | METROLOGIE / QUA / Zone calibration |  |  | K.TALEB | No | [15 empty] | 15040100171 |  |  |  |  | Conform | 0 - Standard equipment | 31/05/2023 00:00:00 |  |  | Dimensionnel | 0/90 ° | ±0,10 ° | [9 empty] | FALSE |  | Inclinometer |  |  | 31/05/2021 00:00:00 |  | 744
3529 | CSCR0344_Inclinometer | Inclinometer | CSCR0344 |  | No |  |  | Y.SKOCZEK | Y.SKOCZEK | LABORATOIRE DEVELOPPEMENT / SCR / R-SCR-04 |  |  | Y.SKOCZEK | No | [21 empty] | 1 - Product quality and specific measurement equipment |  |  |  | Dimensionnel | 0/90 ° | ±0,10 ° | [9 empty] | FALSE |  | Inclinometer
3530 | CSCR0345_Inclinometer | Inclinometer | CSCR0345 |  | No |  |  | Y.SKOCZEK | Y.SKOCZEK | Armoire A-SCR-02 |  |  | Y.SKOCZEK | No | [20 empty] | Conform | 1 - Product quality and specific measurement equipment | 06/12/2023 00:00:00 |  |  | Dimensionnel | 0/90 ° | ±0,10 ° | [9 empty] | FALSE |  | Inclinometer |  |  | 06/12/2021 00:00:00 |  | 744
3531 | CSCR0346_Stabilized power supply | Stabilized power supply | CSCR0346 |  | No |  |  | Y.SKOCZEK | Y.SKOCZEK | LABORATOIRE DEVELOPPEMENT / SCR / PPM-SCR-23 |  |  | Y.SKOCZEK | No | [20 empty] | No calibration status | 3 - Not affecting quality equipment |  |  |  | Electricité | 0/20 V;0/38 A | Approach device | [9 empty] | FALSE |  | Stabilized power supply
3532 | CSCR0347_Stabilized power supply | Stabilized power supply | CSCR0347 |  | No |  |  | Y.SKOCZEK | Y.SKOCZEK | LABORATOIRE DEVELOPPEMENT / SCR / PPM-SCR-15 |  |  | Y.SKOCZEK | No | [20 empty] | No calibration status | 3 - Not affecting quality equipment |  |  |  | Electricité | 0/20 V;0/38 A | Approach device | [9 empty] | FALSE |  | Stabilized power supply
3533 | CSCR0348_Stabilized power supply | Stabilized power supply | CSCR0348 |  | No |  |  | Y.SKOCZEK | Y.SKOCZEK | LABORATOIRE DEVELOPPEMENT / SCR / PPM-SCR-15 |  |  | Y.SKOCZEK | No | [20 empty] | No calibration status | 3 - Not affecting quality equipment |  |  |  | Electricité | 0/20 V;0/38 A | Approach device | [9 empty] | FALSE |  | Stabilized power supply
3534 | CSCR0349_Stabilized power supply | Stabilized power supply | CSCR0349 |  | No |  |  | Y.SKOCZEK | Y.SKOCZEK | LABORATOIRE DEVELOPPEMENT / SCR / PPM-SCR-22 |  |  | Y.SKOCZEK | No | [20 empty] | No calibration status | 3 - Not affecting quality equipment |  |  |  | Electricité | 0/20 V;0/38 A | Approach device | [9 empty] | FALSE |  | Stabilized power supply
3535 | CSCR0350_Stabilized power supply | Stabilized power supply | CSCR0350 |  | No |  |  | Y.SKOCZEK | Y.SKOCZEK | LABORATOIRE DEVELOPPEMENT / SCR / PPM-SCR-22 |  |  | Y.SKOCZEK | No | [20 empty] | No calibration status | 3 - Not affecting quality equipment |  |  |  | Electricité | 0/20 V;0/38 A | Approach device | [9 empty] | FALSE |  | Stabilized power supply
3536 | CSCR0351_Stabilized power supply | Stabilized power supply | CSCR0351 |  | No |  |  | Y.SKOCZEK | Y.SKOCZEK | LABORATOIRE DEVELOPPEMENT / SCR / PPM-SCR-22 |  |  | Y.SKOCZEK | No | [20 empty] | No calibration status | 3 - Not affecting quality equipment |  |  |  | Electricité | 0/20 V;0/38 A | Approach device | [9 empty] | FALSE |  | Stabilized power supply
3537 | CSCR0352_Stabilized power supply | Stabilized power supply | CSCR0352 |  | No |  |  | Y.SKOCZEK | Y.SKOCZEK | LABORATOIRE DEVELOPPEMENT / SCR / PPM-SCR-22 |  |  | Y.SKOCZEK | No | [20 empty] | No calibration status | 3 - Not affecting quality equipment |  |  |  | Electricité | 0/20 V;0/38 A | Approach device | [9 empty] | FALSE |  | Stabilized power supply
3538 | CSCR0353_Stabilized power supply | Stabilized power supply | CSCR0353 |  | No |  |  | Y.SKOCZEK | Y.SKOCZEK | LABORATOIRE DEVELOPPEMENT / SCR / PPM-SCR-22 |  |  | Y.SKOCZEK | No | [20 empty] | No calibration status | 3 - Not affecting quality equipment |  |  |  | Electricité | 0/20 V;0/38 A | Approach device | [9 empty] | FALSE |  | Stabilized power supply
3539 | CSCR0354_Stabilized power supply | Stabilized power supply | CSCR0354 |  | No |  |  | Y.SKOCZEK | Y.SKOCZEK | LABORATOIRE DEVELOPPEMENT / SCR / PPM-SCR-22 |  |  | Y.SKOCZEK | No | [20 empty] | No calibration status | 3 - Not affecting quality equipment |  |  |  | Electricité | 0/20 V;0/38 A | Approach device | [9 empty] | FALSE |  | Stabilized power supply
3540 | CSCR0355_Linear displacement transducer | Linear displacement transducer | CSCR0355 |  | No |  |  | Y.SKOCZEK | Y.SKOCZEK | LABORATOIRE DEVELOPPEMENT / SCR / Servante LVDT |  |  | Y.SKOCZEK | No | [14 empty] | DS/50/G | MSD0507SZ03AH37-03 | [5 empty] | 1 - Product quality and specific measurement equipment |  |  |  | Dimensionnel | Perdu | Perdu | [9 empty] | FALSE |  | Linear displacement transducer
3541 | CSCR0356_Linear displacement transducer | Linear displacement transducer | CSCR0356 |  | No |  |  | Y.SKOCZEK | Y.SKOCZEK | LABORATOIRE DEVELOPPEMENT / EPE / R-ATEX-07 (SERVANTE LVDT) |  |  | Y.SKOCZEK | No | [14 empty] | DS/50/G | 768AR7515 |  |  |  |  | Conform | 1 - Product quality and specific measurement equipment | 18/02/2023 00:00:00 |  |  | Dimensionnel | 0/50 mm | ±0,3 mm | [9 empty] | FALSE |  | Linear displacement transducer |  |  | 18/02/2021 00:00:00 |  | 744
3542 | CSCR0357_Linear displacement transducer | Linear displacement transducer | CSCR0357 |  | No |  |  | Y.SKOCZEK | Y.SKOCZEK | LABORATOIRE DEVELOPPEMENT / EPE / R-ATEX-07 (SERVANTE LVDT) |  |  | Y.SKOCZEK | No | [14 empty] | DS/50/G | 768AR07514 |  |  |  |  | Conform | 1 - Product quality and specific measurement equipment | 18/02/2023 00:00:00 |  |  | Dimensionnel | 0/50 mm | ±0,3 mm | [9 empty] | FALSE |  | Linear displacement transducer |  |  | 18/02/2021 00:00:00 |  | 744
3543 | CSCR0358_Temperature display | Temperature display | CSCR0358 |  | No |  |  | Y.SKOCZEK | Y.SKOCZEK | LABORATOIRE DEVELOPPEMENT / SCR / R-SCR-01 |  |  | Y.SKOCZEK | No | [14 empty] | ca 861 | 142859 |  |  |  |  | Out of date | 1 - Product quality and specific measurement equipment | 21/01/2023 09:36:58 |  |  | Température | -45/+85 °C | ±1,5 °C | [9 empty] | FALSE |  | Temperature display |  |  | 21/01/2021 09:36:58 |  | 744
3544 | CSCR0359_Temperature display | Temperature display | CSCR0359 |  | No |  |  | Y.SKOCZEK | Y.SKOCZEK | LABORATOIRE DEVELOPPEMENT / SCR / R-SCR-04 |  |  | Y.SKOCZEK | No | [14 empty] | ca 861 | 143037 |  |  |  |  | Out of date | 1 - Product quality and specific measurement equipment | 21/01/2023 09:37:40 |  |  | Température | -45/+85 °C | ±1,5 °C | [9 empty] | FALSE |  | Temperature display |  |  | 21/01/2021 09:37:40 |  | 744
3545 | CSCR0360_Temperature display | Temperature display | CSCR0360 |  | No |  |  | Y.SKOCZEK | Y.SKOCZEK | Armoire A-SCR-02 |  |  | Y.SKOCZEK | No | [20 empty] | Out of date | 1 - Product quality and specific measurement equipment | 21/01/2023 09:38:17 |  |  | Température | -45/+85 °C | ±1,5 °C | [9 empty] | FALSE |  | Temperature display |  |  | 21/01/2021 09:38:17 |  | 744
3546 | CSCR0361_K-Thermometer | K-Thermometer | CSCR0361 |  | No | Thermometer |  | Y.SKOCZEK | Y.SKOCZEK | Armoire A-SCR-02 |  |  | Y.SKOCZEK | No | [14 empty] | ca 861-6F22006P | 143034 |  |  |  |  | Conform | 1 - Product quality and specific measurement equipment | 13/06/2024 00:00:00 |  |  | Température | -45/+85 °C | ±1,5 °C | [6 empty] | Thermometer |  |  | FALSE |  | K-Thermometer |  |  | 13/06/2022 00:00:00 |  | 744
3547 | CSCR0362_Stabilized power supply | Stabilized power supply | CSCR0362 |  | No |  |  | Y.SKOCZEK | Y.SKOCZEK | LABORATOIRE DEVELOPPEMENT / SCR / PPM-SCR-21 |  |  | Y.SKOCZEK | No | [20 empty] | Conform | 1 - Product quality and specific measurement equipment | 04/08/2023 13:45:07 |  |  | Electricité | 0/20 V;0/38 A | ± 0,5V; Approach device | [9 empty] | FALSE |  | Stabilized power supply |  |  | 04/08/2021 13:45:07 |  | 744
3548 | CSCR0363_Stabilized power supply | Stabilized power supply | CSCR0363 |  | No |  |  | Y.SKOCZEK | Y.SKOCZEK | LABORATOIRE DEVELOPPEMENT / SCR / to be defined |  |  | Y.SKOCZEK | No | [20 empty] | No calibration status | 3 - Not affecting quality equipment |  |  |  | Electricité | 0/20 V;0/38 A | ± 0,5V; Approach device | [9 empty] | FALSE |  | Stabilized power supply
3549 | CSCR0364_Stabilized power supply | Stabilized power supply | CSCR0364 |  | No |  |  | Y.SKOCZEK | Y.SKOCZEK | LABORATOIRE DEVELOPPEMENT / SCR / PPM-SCR-23 |  |  | Y.SKOCZEK | No | [20 empty] | No calibration status | 3 - Not affecting quality equipment |  |  |  | Electricité | 0/20 V;0/38 A | ± 0,5V; Approach device | [9 empty] | FALSE |  | Stabilized power supply
3550 | CSCR0365_Stabilized power supply | Stabilized power supply | CSCR0365 |  | No |  |  | Y.SKOCZEK | Y.SKOCZEK | LABORATOIRE DEVELOPPEMENT / SCR / PPM-SCR-23 |  |  | Y.SKOCZEK | No | [20 empty] | No calibration status | 3 - Not affecting quality equipment |  |  |  | Electricité | 0/20 V;0/38 A | ± 0,5V; Approach device | [9 empty] | FALSE |  | Stabilized power supply
3551 | CSCR0366_Stabilized power supply | Stabilized power supply | CSCR0366 |  | No |  |  | Y.SKOCZEK | Y.SKOCZEK | LABORATOIRE DEVELOPPEMENT / SCR / PPM-SCR-21 |  |  | Y.SKOCZEK | No | [20 empty] | Conform | 1 - Product quality and specific measurement equipment | 04/08/2023 14:39:56 |  |  | Electricité | 0/20 V;0/38 A | ± 0,5V; Approach device | [9 empty] | FALSE |  | Stabilized power supply |  |  | 04/08/2021 14:39:56 |  | 744
3552 | CSCR0367_Stabilized power supply | Stabilized power supply | CSCR0367 |  | No |  |  | Y.SKOCZEK | Y.SKOCZEK | LABORATOIRE DEVELOPPEMENT / SCR / PPM-SCR-21 |  |  | Y.SKOCZEK | No | [20 empty] | Conform | 1 - Product quality and specific measurement equipment | 04/08/2023 14:18:10 |  |  | Electricité | 0/20 V;0/38 A | ± 0,5V; Approach device | [9 empty] | FALSE |  | Stabilized power supply |  |  | 04/08/2021 14:18:10 |  | 744
3553 | CSCR0368_Stabilized power supply | Stabilized power supply | CSCR0368 |  | No |  |  | Y.SKOCZEK | Y.SKOCZEK | LABORATOIRE DEVELOPPEMENT / SCR / PPM-SCR-21 |  |  | Y.SKOCZEK | No | [20 empty] | Conform | 1 - Product quality and specific measurement equipment | 04/08/2023 14:45:21 |  |  | Electricité | 0/20 V;0/38 A | ± 0,5V; Approach device | [9 empty] | FALSE |  | Stabilized power supply |  |  | 04/08/2021 14:45:21 |  | 744
3554 | CSCR0369_X channel data logger | X channel data logger | CSCR0369 |  | No |  |  | Y.SKOCZEK | Y.SKOCZEK | LABORATOIRE DEVELOPPEMENT / SCR / A-SCR-01 |  |  | Y.SKOCZEK | No | [15 empty] | D00BFFDA8C |  |  |  |  | No calibration status | 3 - Not affecting quality equipment |  |  |  | Electricité | To be defined | Approach device | [9 empty] | FALSE |  | X channel data logger
3555 | CSCR0370_X channel data logger | X channel data logger | CSCR0370 |  | No |  |  | Y.SKOCZEK | Y.SKOCZEK | LABORATOIRE DEVELOPPEMENT / SCR / A-SCR-01 |  |  | Y.SKOCZEK | No | [15 empty] | D00BFFDA8B |  |  |  |  | No calibration status | 3 - Not affecting quality equipment |  |  |  | Electricité | To be defined | Approach device | [9 empty] | FALSE |  | X channel data logger
3556 | CSCR0371_X channel data logger | X channel data logger | CSCR0371 |  | No |  |  | Y.SKOCZEK | Y.SKOCZEK | LABORATOIRE DEVELOPPEMENT / SCR / A-SCR-01 |  |  | Y.SKOCZEK | No | [15 empty] | D00BFFDA8A |  |  |  |  | No calibration status | 3 - Not affecting quality equipment |  |  |  | Electricité | To be defined | Approach device | [9 empty] | FALSE |  | X channel data logger
3557 | CSCR0372_X channel data logger | X channel data logger | CSCR0372 |  | No |  |  | Y.SKOCZEK | Y.SKOCZEK | LABORATOIRE DEVELOPPEMENT / SCR / A-SCR-01 |  |  | Y.SKOCZEK | No | [15 empty] | D00BFFDA89 |  |  |  |  | No calibration status | 3 - Not affecting quality equipment |  |  |  | Electricité | To be defined | Approach device | [9 empty] | FALSE |  | X channel data logger
3558 | CSCR0373_X channel data logger | X channel data logger | CSCR0373 |  | No |  |  | Y.SKOCZEK | Y.SKOCZEK | LABORATOIRE DEVELOPPEMENT / SCR / A-SCR-01 |  |  | Y.SKOCZEK | No | [15 empty] | 406930 |  |  |  |  | No calibration status | 3 - Not affecting quality equipment |  |  |  | Electricité | To be defined | Approach device | [9 empty] | FALSE |  | X channel data logger
3559 | CSCR0374_X channel data logger | X channel data logger | CSCR0374 |  | No |  |  | Y.SKOCZEK | Y.SKOCZEK | LABORATOIRE DEVELOPPEMENT / SCR / A-SCR-01 |  |  | Y.SKOCZEK | No | [15 empty] | 406885 |  |  |  |  | No calibration status | 3 - Not affecting quality equipment |  |  |  | Electricité | To be defined | Approach device | [9 empty] | FALSE |  | X channel data logger
3560 | CSCR0375_X channel data logger | X channel data logger | CSCR0375 |  | No |  |  | Y.SKOCZEK | Y.SKOCZEK | LABORATOIRE DEVELOPPEMENT / SCR / A-SCR-01 |  |  | Y.SKOCZEK | No | [15 empty] | 406923 |  |  |  |  | No calibration status | 3 - Not affecting quality equipment |  |  |  | Electricité | To be defined | Approach device | [9 empty] | FALSE |  | X channel data logger
3561 | CSCR0376_X channel data logger | X channel data logger | CSCR0376 |  | No |  |  | Y.SKOCZEK | Y.SKOCZEK | LABORATOIRE DEVELOPPEMENT / SCR / A-SCR-01 |  |  | Y.SKOCZEK | No | [15 empty] | 406926 |  |  |  |  | No calibration status | 3 - Not affecting quality equipment |  |  |  | Electricité | To be defined | Approach device | [9 empty] | FALSE |  | X channel data logger
3562 | CSCR0377_Pressure sensor [0 10 bar] | Pressure sensor [0 10 bar] | CSCR0377 |  | No |  |  | Y.SKOCZEK | Y.SKOCZEK | Armoire A-SCR-02 |  |  | Y.SKOCZEK | No | [14 empty] | UNIK5000-PMP 5073-TC-A3-CA-H0-PA | 4122250 |  |  |  |  | Out of date | 1 - Product quality and specific measurement equipment | 10/11/2022 15:54:05 |  |  | Pression | 0/10 bar | ±20 mbar | [9 empty] | FALSE |  | Pressure sensor [0 10 bar] |  |  | 10/11/2020 15:54:05 |  | 744
3563 | CSCR0378_Stabilized power supply | Stabilized power supply | CSCR0378 |  | No |  |  | Y.SKOCZEK | Y.SKOCZEK | LABORATOIRE DEVELOPPEMENT / SCR / PPM-SCR-12 |  |  | Y.SKOCZEK | No | [20 empty] | No calibration status | 3 - Not affecting quality equipment |  |  |  | Electricité | 0/20 V;0/38 A | Approach device | [9 empty] | FALSE |  | Stabilized power supply
3564 | CSCR0379_Stabilized power supply | Stabilized power supply | CSCR0379 |  | No |  |  | Y.SKOCZEK | Y.SKOCZEK | LABORATOIRE DEVELOPPEMENT / SCR / PPM-SCR-12 |  |  | Y.SKOCZEK | No | [20 empty] | No calibration status | 3 - Not affecting quality equipment |  |  |  | Electricité | 0/20 V;0/38 A | Approach device | [9 empty] | FALSE |  | Stabilized power supply
3565 | CSCR0381_Stabilized power supply | Stabilized power supply | CSCR0381 |  | No |  |  | Y.SKOCZEK | Y.SKOCZEK | LABORATOIRE DEVELOPPEMENT / SCR / PPM-SCR-12 |  |  | Y.SKOCZEK | No | [20 empty] | No calibration status | 3 - Not affecting quality equipment |  |  |  | Electricité | 0/20 V;0/38 A | Approach device | [9 empty] | FALSE |  | Stabilized power supply
3566 | CSCR0382_Stabilized power supply | Stabilized power supply | CSCR0382 |  | No |  |  | Y.SKOCZEK | Y.SKOCZEK | LABORATOIRE DEVELOPPEMENT / SCR / PPM-SCR-12 |  |  | Y.SKOCZEK | No | [20 empty] | No calibration status | 3 - Not affecting quality equipment |  |  |  | Electricité | 0/20 V;0/38 A | Approach device | [9 empty] | FALSE |  | Stabilized power supply
3567 | CSCR0383_Pressure gauge | Pressure gauge | CSCR0383 |  | No |  |  | Y.SKOCZEK | Y.SKOCZEK | LABORATOIRE DEVELOPPEMENT / SCR / A-SCR-03 |  |  | Y.SKOCZEK | No | [20 empty] | Conform | 1 - Product quality and specific measurement equipment | 27/07/2023 13:45:31 |  |  | Pression | -1/+3 bar | ±30 mbar | [9 empty] | FALSE |  | Pressure gauge |  |  | 27/07/2021 13:45:31 |  | 744
3568 | CSCR0384_Pressure gauge | Pressure gauge | CSCR0384 |  | No |  |  | R.GRIMEAU | R.GRIMEAU | LABORATOIRE DEVELOPPEMENT / MET / Armoire |  |  | R.GRIMEAU | No | [14 empty] | LEO1 | 50358 |  |  |  |  | Conform | 1 - Product quality and specific measurement equipment | 23/07/2023 09:17:35 |  |  | Pression | -1/+3 bar | ±30 mbar | [9 empty] | FALSE |  | Pressure gauge |  |  | 23/07/2021 09:17:35 |  | 744
3569 | CSCR0385_Pressure gauge | Pressure gauge | CSCR0385 |  | No |  |  | Y.SKOCZEK | Y.SKOCZEK | Armoire A-SCR-02 |  |  | Y.SKOCZEK | No | [20 empty] | Non-conforme | 1 - Product quality and specific measurement equipment |  |  |  | Pression | -1/+3 bar | ±10 mbar | [9 empty] | FALSE |  | Pressure gauge
3570 | CSCR0386_Pressure gauge | Pressure gauge | CSCR0386 |  | No |  |  | Y.SKOCZEK | Y.SKOCZEK | LABORATOIRE DEVELOPPEMENT / SCR / A-SCR-03 |  |  | Y.SKOCZEK | No | [14 empty] | LEO 01 | 50908 |  |  |  |  | Conform | 1 - Product quality and specific measurement equipment | 02/06/2023 00:00:00 |  |  | Pression | -1/+3 bar | ±30 mbar | [9 empty] | FALSE |  | Pressure gauge |  |  | 02/06/2021 00:00:00 |  | 744
3571 | CSCR0387_Pressure gauge | Pressure gauge | CSCR0387 |  | No |  |  | Y.SKOCZEK | Y.SKOCZEK | LABORATOIRE DEVELOPPEMENT / SCR / SCR Area |  |  | Y.SKOCZEK | No | [14 empty] | LEO1 | 50375 |  |  |  |  | Conform | 1 - Product quality and specific measurement equipment | 01/06/2023 11:16:18 |  |  | Pression | -1/+3 bar | ±30 mbar | [9 empty] | FALSE |  | Pressure gauge |  |  | 01/06/2021 11:16:18 |  | 744
3572 | CSCR0388_Stabilized power supply | Stabilized power supply | CSCR0388 |  | No |  |  | Y.SKOCZEK | Y.SKOCZEK | LABORATOIRE DEVELOPPEMENT / SCR / PPS-SCR-12 |  |  | Y.SKOCZEK | No | [20 empty] | No calibration status | 3 - Not affecting quality equipment |  |  |  | Electricité | 0/20 V;0/38 A | ± 0,5V; Approach device | [9 empty] | FALSE |  | Stabilized power supply
3573 | CSCR0389_Stabilized power supply | Stabilized power supply | CSCR0389 |  | No |  |  | Y.SKOCZEK | Y.SKOCZEK | LABORATOIRE DEVELOPPEMENT / SCR / PPM-SCR-15 |  |  | Y.SKOCZEK | No | [20 empty] | No calibration status | 3 - Not affecting quality equipment |  |  |  | Electricité | 0/20 V;0/38 A | ± 0,5V; Approach device | [9 empty] | FALSE |  | Stabilized power supply
3574 | CSCR0390_Stabilized power supply | Stabilized power supply | CSCR0390 |  | No |  |  | Y.SKOCZEK | Y.SKOCZEK | LABORATOIRE DEVELOPPEMENT / SCR / PPM-SCR-15 |  |  | Y.SKOCZEK | No | [20 empty] | No calibration status | 3 - Not affecting quality equipment |  |  |  | Electricité | 0/20 V;0/38 A | ± 0,5V; Approach device | [9 empty] | FALSE |  | Stabilized power supply
3575 | CSCR0391_Stabilized power supply | Stabilized power supply | CSCR0391 |  | No |  |  | Y.SKOCZEK | Y.SKOCZEK | LABORATOIRE DEVELOPPEMENT / SCR / PPM-SCR-08 |  |  | Y.SKOCZEK | No | [20 empty] | No calibration status | 3 - Not affecting quality equipment |  |  |  | Electricité | 0/20 V;0/38 A | ± 0,5V; Approach device | [9 empty] | FALSE |  | Stabilized power supply
3576 | CSCR0392_Stabilized power supply | Stabilized power supply | CSCR0392 |  | No |  |  | Y.SKOCZEK | Y.SKOCZEK | LABORATOIRE DEVELOPPEMENT / SCR / PPM-SCR-08 |  |  | Y.SKOCZEK | No | [20 empty] | No calibration status | 3 - Not affecting quality equipment |  |  |  | Electricité | 0/20 V;0/38 A | ± 0,5V; Approach device | [9 empty] | FALSE |  | Stabilized power supply
3577 | CSCR0393_Stabilized power supply | Stabilized power supply | CSCR0393 |  | No |  |  | Y.SKOCZEK | Y.SKOCZEK | LABORATOIRE DEVELOPPEMENT / SCR / PPM-SCR-01 |  |  | Y.SKOCZEK | No | [20 empty] | Conform | 1 - Product quality and specific measurement equipment | 29/09/2023 15:10:02 |  |  | Electricité | 0/20 V;0/38 A | ± 0,5V; Approach device | [9 empty] | FALSE |  | Stabilized power supply |  |  | 29/09/2021 15:10:02 |  | 744
3578 | CSCR0394_Stabilized power supply | Stabilized power supply | CSCR0394 |  | No |  |  | Y.SKOCZEK | Y.SKOCZEK | LABORATOIRE DEVELOPPEMENT / SCR / PPS-SCR-09 |  |  | Y.SKOCZEK | No | [20 empty] | No calibration status | 3 - Not affecting quality equipment |  |  |  | Electricité | 0/20 V;0/38 A | ± 0,5V; Approach device | [9 empty] | FALSE |  | Stabilized power supply
3579 | CSCR0395_Stabilized power supply | Stabilized power supply | CSCR0395 |  | No |  |  | Y.SKOCZEK | Y.SKOCZEK | LABORATOIRE DEVELOPPEMENT / SCR / PVC-SCR-02 |  |  | Y.SKOCZEK | No | [20 empty] | No calibration status | 3 - Not affecting quality equipment |  |  |  | Electricité | 0/20 V;0/38 A | ± 0,5V; Approach device | [9 empty] | FALSE |  | Stabilized power supply
3580 | CSCR0396_Stabilized power supply | Stabilized power supply | CSCR0396 |  | No |  |  | Y.SKOCZEK | Y.SKOCZEK | LABORATOIRE DEVELOPPEMENT / SCR / PPS-SCR-07 |  |  | Y.SKOCZEK | No | [20 empty] | No calibration status | 3 - Not affecting quality equipment |  |  |  | Electricité | 0/20 V;0/38 A | ± 0,5V; Approach device | [9 empty] | FALSE |  | Stabilized power supply
3581 | CSCR0397_Stabilized power supply | Stabilized power supply | CSCR0397 |  | No |  |  | Y.SKOCZEK | Y.SKOCZEK | LABORATOIRE DEVELOPPEMENT / SCR / PPS-SCR-05 |  |  | Y.SKOCZEK | No | [20 empty] | No calibration status | 3 - Not affecting quality equipment |  |  |  | Electricité | 0/20 V;0/38 A | ± 0,5V; Approach device | [9 empty] | FALSE |  | Stabilized power supply
3582 | CSCR0398_Stabilized power supply | Stabilized power supply | CSCR0398 |  | No |  |  | Y.SKOCZEK | Y.SKOCZEK | LABORATOIRE DEVELOPPEMENT / SCR / PPM-SCR-17 |  |  | Y.SKOCZEK | No | [15 empty] | LOC-738A128-0002 |  |  |  |  | Conform | 1 - Product quality and specific measurement equipment | 03/11/2023 11:00:59 |  |  | Electricité | 0/20 V;0/38 A | ± 0,5V; Approach device | [9 empty] | FALSE |  | Stabilized power supply |  |  | 03/11/2021 11:00:59 |  | 744
3583 | CSCR0399_Stabilized power supply | Stabilized power supply | CSCR0399 |  | No |  |  | Y.SKOCZEK | Y.SKOCZEK | LABORATOIRE DEVELOPPEMENT / SCR / PPM-SCR-17 |  |  | Y.SKOCZEK | No | [20 empty] | Conform | 1 - Product quality and specific measurement equipment | 03/11/2023 13:18:56 |  |  | Electricité | 0/20 V;0/38 A | ± 0,5V; Approach device | [9 empty] | FALSE |  | Stabilized power supply |  |  | 03/11/2021 13:18:56 |  | 744
3584 | CSCR0400_Stabilized power supply | Stabilized power supply | CSCR0400 |  | No |  |  | Y.SKOCZEK | Y.SKOCZEK | LABORATOIRE DEVELOPPEMENT / SCR / PPM-SCR-17 |  |  | Y.SKOCZEK | No | [20 empty] | Conform | 1 - Product quality and specific measurement equipment | 03/11/2023 14:51:32 |  |  | Electricité | 0/20 V;0/38 A | ± 0,5V; Approach device | [9 empty] | FALSE |  | Stabilized power supply |  |  | 03/11/2021 14:51:32 |  | 744
3585 | CSCR0401_Stabilized power supply | Stabilized power supply | CSCR0401 |  | No |  |  | Y.SKOCZEK | Y.SKOCZEK | LABORATOIRE DEVELOPPEMENT / SCR / PPM-SCR-17 |  |  | Y.SKOCZEK | No | [20 empty] | Conform | 1 - Product quality and specific measurement equipment | 03/11/2023 14:53:47 |  |  | Electricité | 0/20 V;0/38 A | ± 0,5V; Approach device | [9 empty] | FALSE |  | Stabilized power supply |  |  | 03/11/2021 14:53:47 |  | 744
3586 | CSCR0402_Stabilized power supply | Stabilized power supply | CSCR0402 |  | No |  |  | Y.SKOCZEK | Y.SKOCZEK | LABORATOIRE DEVELOPPEMENT / SCR / PPM-SCR-16 |  |  | Y.SKOCZEK | No | [20 empty] | No calibration status | 3 - Not affecting quality equipment |  |  |  | Electricité | 0/20 V;0/38 A | ± 0,5V; Approach device | [9 empty] | FALSE |  | Stabilized power supply
3587 | CSCR0403_Stabilized power supply | Stabilized power supply | CSCR0403 |  | No |  |  | Y.SKOCZEK | Y.SKOCZEK | LABORATOIRE DEVELOPPEMENT / SCR / PPM-SCR-16 |  |  | Y.SKOCZEK | No | [20 empty] | No calibration status | 3 - Not affecting quality equipment |  |  |  | Electricité | 0/20 V;0/38 A | ± 0,5V; Approach device | [9 empty] | FALSE |  | Stabilized power supply
3588 | CSCR0404_Stabilized power supply | Stabilized power supply | CSCR0404 |  | No |  |  | Y.SKOCZEK | Y.SKOCZEK | LABORATOIRE DEVELOPPEMENT / SCR / PPM-SCR-16 |  |  | Y.SKOCZEK | No | [20 empty] | No calibration status | 3 - Not affecting quality equipment |  |  |  | Electricité | 0/20 V;0/38 A | ± 0,5V; Approach device | [9 empty] | FALSE |  | Stabilized power supply
3589 | CSCR0405_Stabilized power supply | Stabilized power supply | CSCR0405 |  | No |  |  | Y.SKOCZEK | Y.SKOCZEK | LABORATOIRE DEVELOPPEMENT / SCR / PPM-SCR-16 |  |  | Y.SKOCZEK | No | [20 empty] | No calibration status | 3 - Not affecting quality equipment |  |  |  | Electricité | 0/20 V;0/38 A | ± 0,5V; Approach device | [9 empty] | FALSE |  | Stabilized power supply
3590 | CSCR0406_Stabilized power supply | Stabilized power supply | CSCR0406 |  | No |  |  | Y.SKOCZEK | Y.SKOCZEK | LABORATOIRE DEVELOPPEMENT / SCR / PPM-SCR-09 |  |  | Y.SKOCZEK | No | [20 empty] | No calibration status | 3 - Not affecting quality equipment |  |  |  | Electricité | 0/20 V;0/38 A | ± 0,5V; Approach device | [9 empty] | FALSE |  | Stabilized power supply
3591 | CSCR0407_Stabilized power supply | Stabilized power supply | CSCR0407 |  | No |  |  | Y.SKOCZEK | Y.SKOCZEK | LABORATOIRE DEVELOPPEMENT / SCR / PPM-SCR-09 |  |  | Y.SKOCZEK | No | [20 empty] | No calibration status | 3 - Not affecting quality equipment |  |  |  | Electricité | 0/20 V;0/38 A | ± 0,5V; Approach device | [9 empty] | FALSE |  | Stabilized power supply
3592 | CSCR0408_Stabilized power supply | Stabilized power supply | CSCR0408 |  | No |  |  | Y.SKOCZEK | Y.SKOCZEK | LABORATOIRE DEVELOPPEMENT / SCR / PPM-SCR-09 |  |  | Y.SKOCZEK | No | [20 empty] | No calibration status | 3 - Not affecting quality equipment |  |  |  | Electricité | 0/20 V;0/38 A | ± 0,5V; Approach device | [9 empty] | FALSE |  | Stabilized power supply
3593 | CSCR0409_Stabilized power supply | Stabilized power supply | CSCR0409 |  | No |  |  | Y.SKOCZEK | Y.SKOCZEK | LABORATOIRE DEVELOPPEMENT / SCR / PPS-SCR-10 |  |  | Y.SKOCZEK | No | [20 empty] | No calibration status | 3 - Not affecting quality equipment |  |  |  | Electricité | 0/20 V;0/38 A | ± 0,5V; Approach device | [9 empty] | FALSE |  | Stabilized power supply
3594 | CSCR0410_Stabilized power supply | Stabilized power supply | CSCR0410 |  | No |  |  | Y.SKOCZEK | Y.SKOCZEK | LABORATOIRE DEVELOPPEMENT / SCR / PPM-SCR-13 |  |  | Y.SKOCZEK | No | [20 empty] | Conform | 1 - Product quality and specific measurement equipment | 13/09/2023 14:46:48 |  |  | Electricité | 0/20 V;0/38 A | ± 0,5V; Approach device | [9 empty] | FALSE |  | Stabilized power supply |  |  | 13/09/2021 14:46:48 |  | 744
3595 | CSCR0411_Stabilized power supply | Stabilized power supply | CSCR0411 |  | No |  |  | Y.SKOCZEK | Y.SKOCZEK | LABORATOIRE DEVELOPPEMENT / SCR / PPM-SCR-13 |  |  | Y.SKOCZEK | No | [20 empty] | Conform | 1 - Product quality and specific measurement equipment | 13/09/2023 13:42:59 |  |  | Electricité | 0/20 V;0/38 A | ± 0,5V; Approach device | [9 empty] | FALSE |  | Stabilized power supply |  |  | 13/09/2021 13:42:59 |  | 744
3596 | CSCR0412_Torque wrench | Torque wrench | CSCR0412 |  | No |  |  | Y.SKOCZEK | Y.SKOCZEK | LABORATOIRE DEVELOPPEMENT / SCR |  |  | Y.SKOCZEK | No | [21 empty] | 1 - Product quality and specific measurement equipment |  |  |  | Couple | Réformé | Réformé | [9 empty] | FALSE |  | Torque wrench
3597 | CSCR0413_Pressure sensor [0-10 bar] | Pressure sensor [0-10 bar] | CSCR0413 |  | No |  |  | Y.SKOCZEK | Y.SKOCZEK | Armoire A-SCR-02 |  |  | Y.SKOCZEK | No | [14 empty] | UNIK5000-PMP 5073-TC-A3-CA-H0-PA | 10227016 |  |  |  |  | Conform | 1 - Product quality and specific measurement equipment | 04/10/2024 15:48:26 |  |  | Pression | 0/10 bar | ±20 mbar | [9 empty] | FALSE |  | Pressure sensor [0-10 bar] |  |  | 04/10/2022 15:48:26 |  | 744
3598 | CSCR0414_Pressure sensor | Pressure sensor | CSCR0414 |  | No |  |  | Y.SKOCZEK | Y.SKOCZEK | Armoire A-SCR-02 |  |  | Y.SKOCZEK | No | [14 empty] | PMP 5073 | 10223656 |  |  |  |  | Conform | 1 - Product quality and specific measurement equipment | 18/08/2024 09:27:28 |  |  | Pression | 0/10 bar | ±20 mbar | [9 empty] | FALSE |  | Pressure sensor |  |  | 18/08/2022 09:27:28 |  | 744
3599 | CSCR0416_Linear displacement transducer | Linear displacement transducer | CSCR0416 |  | No |  |  | Y.SKOCZEK | Y.SKOCZEK | LABORATOIRE DEVELOPPEMENT / EPE / R-ATEX-07 (SERVANTE LVDT) |  |  | Y.SKOCZEK | No | [14 empty] | DS/50/G | 768AR07510 |  |  |  |  | Conform | 1 - Product quality and specific measurement equipment | 19/02/2023 00:00:00 |  |  | Dimensionnel | 0/50 mm | ±0,3 mm | [9 empty] | FALSE |  | Linear displacement transducer |  |  | 19/02/2021 00:00:00 |  | 744
3600 | CSCR0417_Linear displacement transducer | Linear displacement transducer | CSCR0417 |  | No |  |  | Y.SKOCZEK | Y.SKOCZEK | LABORATOIRE DEVELOPPEMENT / SCR / Servante LVDT |  |  | Y.SKOCZEK | No | [14 empty] | DS/50/G | MSD0507SZ03AH45-03 | [5 empty] | 1 - Product quality and specific measurement equipment |  |  |  | Dimensionnel | 0/50 mm | ±0,3 mm | [9 empty] | FALSE |  | Linear displacement transducer
3601 | CSCR0418_Linear displacement transducer | Linear displacement transducer | CSCR0418 |  | No |  |  | Y.SKOCZEK | Y.SKOCZEK | LABORATOIRE DEVELOPPEMENT / EPE / R-ATEX-07 (SERVANTE LVDT) |  |  | Y.SKOCZEK | No | [14 empty] | DS/50/G | 768AR07511 |  |  |  |  | Conform | 1 - Product quality and specific measurement equipment | 19/02/2023 00:00:00 |  |  | Dimensionnel | 0/50 mm | ±0,3 mm | [9 empty] | FALSE |  | Linear displacement transducer |  |  | 19/02/2021 00:00:00 |  | 744
3602 | CSCR0419_Linear displacement transducer | Linear displacement transducer | CSCR0419 |  | No |  |  | Y.SKOCZEK | Y.SKOCZEK | LABORATOIRE DEVELOPPEMENT / EPE / R-ATEX-07 (SERVANTE LVDT) |  |  | Y.SKOCZEK | No | [14 empty] | DS/50/G | 768AR07512 |  |  |  |  | Conform | 1 - Product quality and specific measurement equipment | 22/02/2023 00:00:00 |  |  | Dimensionnel | 0/50 mm | ±0,3 mm | [9 empty] | FALSE |  | Linear displacement transducer |  |  | 22/02/2021 00:00:00 |  | 744
3603 | CSCR0420_Stabilized power supply | Stabilized power supply | CSCR0420 |  | No |  |  | Y.SKOCZEK | Y.SKOCZEK | LABORATOIRE DEVELOPPEMENT / SCR / PPM-SCR-12 |  |  | Y.SKOCZEK | No | [20 empty] | No calibration status | 3 - Not affecting quality equipment |  |  |  | Electricité | 0/20 V;0/38 A | Approach device | [9 empty] | FALSE |  | Stabilized power supply
3604 | CSCR0421_Stabilized power supply | Stabilized power supply | CSCR0421 |  | No |  |  | Y.SKOCZEK | Y.SKOCZEK | LABORATOIRE DEVELOPPEMENT / SCR / PPM-SCR-04 |  |  | Y.SKOCZEK | No | [20 empty] | No calibration status | 3 - Not affecting quality equipment |  |  |  | Electricité | 0/20 V;0/38 A | Approach device | [9 empty] | FALSE |  | Stabilized power supply
3605 | CSCR0422_Stabilized power supply | Stabilized power supply | CSCR0422 |  | No |  |  | Y.SKOCZEK | Y.SKOCZEK | LABORATOIRE DEVELOPPEMENT / SCR / SCR-208 |  |  | Y.SKOCZEK | No | [21 empty] | 1 - Product quality and specific measurement equipment |  |  |  | Electricité | Réformé | Réformé | [9 empty] | FALSE |  | Stabilized power supply
3606 | CSCR0423_VN1640 | VN1640 | CSCR0423 |  | No |  |  | Y.SKOCZEK | Y.SKOCZEK | LABORATOIRE DEVELOPPEMENT / SCR / Armoire |  |  | Y.SKOCZEK | No | [15 empty] | 007113-506265 |  |  |  |  | No calibration status | 3 - Not affecting quality equipment |  |  |  | / | ( | Approach device | [9 empty] | FALSE |  | VN1640
3607 | CSCR0424_VN1640 | VN1640 | CSCR0424 |  | No |  |  | Y.SKOCZEK | Y.SKOCZEK | LABORATOIRE DEVELOPPEMENT / SCR / Armoire |  |  | Y.SKOCZEK | No | [15 empty] | 007113-506716 |  |  |  |  | No calibration status | 3 - Not affecting quality equipment |  |  |  | / | ( | Approach device | [9 empty] | FALSE |  | VN1640
3608 | CSCR0425_Climatic chamber | Climatic chamber | CSCR0425 |  | No |  |  | Y.SKOCZEK | Y.SKOCZEK | LABORATOIRE DEVELOPPEMENT / SCR / SCR-057 |  |  | Y.SKOCZEK | No | [14 empty] | SPIRALE 3 | 10353 |  |  |  |  | Conform | 1 - Product quality and specific measurement equipment | 29/09/2023 00:00:00 |  |  | Température | -40/+100 °C | ±2 °C | [9 empty] | FALSE |  | Climatic chamber |  |  | 29/09/2022 00:00:00 |  | 372
3609 | CSCR0426_Climatic chamber | Climatic chamber | CSCR0426 |  | No |  |  | Y.SKOCZEK | Y.SKOCZEK | LABORATOIRE DEVELOPPEMENT / SCR / SCR-058 |  |  | Y.SKOCZEK | No | [20 empty] | Not conform | 1 - Product quality and specific measurement equipment |  |  |  | Température | -40/+100 °C | ±2 °C | [9 empty] | FALSE |  | Climatic chamber |  |  | 08/09/2022 13:36:43 |  | 372
3610 | CSCR0427_Stabilized power supply | Stabilized power supply | CSCR0427 |  | No |  |  | Y.SKOCZEK | Y.SKOCZEK | LABORATOIRE DEVELOPPEMENT / SCR / PPM-SCR-12 |  |  | Y.SKOCZEK | No | [20 empty] | No calibration status | 3 - Not affecting quality equipment |  |  |  | Electricité | 0/20 V;0/38 A | ± 0,5V; Approach device | [9 empty] | FALSE |  | Stabilized power supply
3611 | CSCR0428_Stabilized power supply | Stabilized power supply | CSCR0428 |  | No |  |  | Y.SKOCZEK | Y.SKOCZEK | LABORATOIRE DEVELOPPEMENT / SCR / PPM-SCR-13 |  |  | Y.SKOCZEK | No | [15 empty] | LOC-617A080-0001 |  |  |  |  | Conform | 1 - Product quality and specific measurement equipment | 14/09/2023 11:39:20 |  |  | Electricité | 0/20 V;0/38 A | ± 0,5V; Approach device | [9 empty] | FALSE |  | Stabilized power supply |  |  | 14/09/2021 11:39:20 |  | 744
3612 | CSCR0429_Stabilized power supply | Stabilized power supply | CSCR0429 |  | No |  |  | Y.SKOCZEK | Y.SKOCZEK | LABORATOIRE DEVELOPPEMENT / SCR / PPM-SCR-13 |  |  | Y.SKOCZEK | No | [15 empty] | LOC-617A080-0002 |  |  |  |  | Conform | 1 - Product quality and specific measurement equipment | 14/09/2023 14:27:20 |  |  | Electricité | 0/20 V;0/38 A | ± 0,5V; Approach device | [9 empty] | FALSE |  | Stabilized power supply |  |  | 14/09/2021 14:27:20 |  | 744
3613 | CSCR0430_Stabilized power supply | Stabilized power supply | CSCR0430 |  | No |  |  | Y.SKOCZEK | Y.SKOCZEK | LABORATOIRE DEVELOPPEMENT / SCR / PPM-SCR-13 |  |  | Y.SKOCZEK | No | [15 empty] | LOC-617A086-0006 |  |  |  |  | Conform | 1 - Product quality and specific measurement equipment | 14/09/2023 14:37:17 |  |  | Electricité | 0/20 V;0/38 A | ± 0,5V; Approach device | [9 empty] | FALSE |  | Stabilized power supply |  |  | 14/09/2021 14:37:17 |  | 744
3614 | CSCR0431_Stabilized power supply | Stabilized power supply | CSCR0431 |  | No |  |  | Y.SKOCZEK | Y.SKOCZEK | LABORATOIRE DEVELOPPEMENT / SCR / PPM-SCR-13 |  |  | Y.SKOCZEK | No | [15 empty] | LOC-617A086-0007 |  |  |  |  | Conform | 1 - Product quality and specific measurement equipment | 14/09/2023 14:51:54 |  |  | Electricité | 0/20 V;0/38 A | ± 0,5V; Approach device | [9 empty] | FALSE |  | Stabilized power supply |  |  | 14/09/2021 14:51:54 |  | 744
3615 | CSCR0432_Pressure sensor | Pressure sensor | CSCR0432 |  | No |  |  | Y.SKOCZEK | Y.SKOCZEK | LABORATOIRE DEVELOPPEMENT / SCR / B. Gazaud |  |  | Y.SKOCZEK | No | [15 empty] | 10302175 | [5 empty] | 1 - Product quality and specific measurement equipment |  |  |  | Pression | Réformé | Réformé | [9 empty] | FALSE |  | Pressure sensor
3616 | CSCR0433_CANcase | CANcase | CSCR0433 |  | No |  |  | Y.SKOCZEK | Y.SKOCZEK | Armoire A-SCR-02 |  |  | Y.SKOCZEK | No | [14 empty] | VN1630A | 007113-506602 |  |  |  |  | No calibration status | 3 - Not affecting quality equipment |  |  |  | / | ( | Approach device | [9 empty] | FALSE |  | CANcase
3617 | CSCR0434_CANcase | CANcase | CSCR0434 |  | No |  |  | Y.SKOCZEK | Y.SKOCZEK | Armoire A-SCR-02 |  |  | Y.SKOCZEK | No | [14 empty] | VN1630A | 007113-506613 |  |  |  |  | No calibration status | 3 - Not affecting quality equipment |  |  |  | / | ( | Approach device | [9 empty] | FALSE |  | CANcase
3618 | CSCR0435_Stabilized power supply | Stabilized power supply | CSCR0435 |  | No |  |  | Y.SKOCZEK | Y.SKOCZEK | LABORATOIRE DEVELOPPEMENT / SCR / PPS-SCR-03 |  |  | Y.SKOCZEK | No | [20 empty] | No calibration status | 3 - Not affecting quality equipment |  |  |  | Electricité | 0/20 V;0/38 A | Approach device | [9 empty] | FALSE |  | Stabilized power supply
3619 | CSCR0436_Pressure sensor | Pressure sensor | CSCR0436 |  | No |  |  | Y.SKOCZEK | Y.SKOCZEK | LABORATOIRE DEVELOPPEMENT / SCR / Armoire |  |  | Y.SKOCZEK | No | [15 empty] | 10347328 | [5 empty] | 1 - Product quality and specific measurement equipment |  |  |  | Pression | 0/500 mbar | ±2 mbar | [9 empty] | FALSE |  | Pressure sensor
3620 | CSCR0437_Pressure sensor | Pressure sensor | CSCR0437 |  | No |  |  | Y.SKOCZEK | Y.SKOCZEK | LABORATOIRE DEVELOPPEMENT / SCR / Armoire |  |  | Y.SKOCZEK | No | [15 empty] | 10347324 |  |  |  |  | Non-conforme | 1 - Product quality and specific measurement equipment |  |  |  | Pression | 5/500 mbar | ±2 mbar | [9 empty] | FALSE |  | Pressure sensor
3621 | CSCR0438_VN1640 | VN1640 | CSCR0438 |  | No |  |  | Y.SKOCZEK | Y.SKOCZEK | LABORATOIRE DEVELOPPEMENT / SCR / Armoire |  |  | Y.SKOCZEK | No | [15 empty] | 007129-071864 |  |  |  |  | No calibration status | 3 - Not affecting quality equipment |  |  |  | / | ( | Approach device | [9 empty] | FALSE |  | VN1640
3622 | CSCR0439_Pressure sensor | Pressure sensor | CSCR0439 |  | No |  |  | E.BOUCAUX | E.BOUCAUX | PROTOTYPE / ASS / ADM |  |  | E.BOUCAUX | No | [21 empty] | 1 - Product quality and specific measurement equipment |  |  |  | Pression | -1/10 bar | ±30 mbar | [9 empty] | FALSE |  | Pressure sensor
3623 | CSCR0440_Frequency measuring chain | Frequency measuring chain | CSCR0440 |  | No |  |  | Y.SKOCZEK | Y.SKOCZEK | LABORATOIRE DEVELOPPEMENT / SCR / Banc slosh linéaire 1 |  |  | Y.SKOCZEK | No | [20 empty] | No calibration status | 3 - Not affecting quality equipment |  |  |  | Electricité | 0,1/2 Hz ou 0,3/0,7 Hz | Approach device | [9 empty] | FALSE |  | Frequency measuring chain
3624 | CSCR0441_Frequency measuring chain | Frequency measuring chain | CSCR0441 |  | No |  |  | Y.SKOCZEK | Y.SKOCZEK | LABORATOIRE DEVELOPPEMENT / SCR / Banc slosh linéaire 2 |  |  | Y.SKOCZEK | No | [20 empty] | No calibration status | 3 - Not affecting quality equipment |  |  |  | Electricité | 0,1/2 Hz ou 0,3/1,5 Hz | Approach device | [9 empty] | FALSE |  | Frequency measuring chain
3625 | CSCR0442_Frequency measuring chain | Frequency measuring chain | CSCR0442 |  | No |  |  | Y.SKOCZEK | Y.SKOCZEK | LABORATOIRE DEVELOPPEMENT / SCR / Banc slosh linéaire 3 |  |  | Y.SKOCZEK | No | [20 empty] | No calibration status | 3 - Not affecting quality equipment |  |  |  | Electricité | 0,1/2 Hz | Approach device | [9 empty] | FALSE |  | Frequency measuring chain
3626 | CSCR0443_Frequency measuring chain | Frequency measuring chain | CSCR0443 |  | No |  |  | Y.SKOCZEK | Y.SKOCZEK | LABORATOIRE DEVELOPPEMENT / SCR / Banc slosh linéaire 4 |  |  | Y.SKOCZEK | No | [20 empty] | No calibration status | 3 - Not affecting quality equipment |  |  |  | Electricité |  | 0,1/2 Hz (Approach device | [9 empty] | FALSE |  | Frequency measuring chain
3627 | CSCR0444_Frequency measuring chain | Frequency measuring chain | CSCR0444 |  | No |  |  | Y.SKOCZEK | Y.SKOCZEK | LABORATOIRE DEVELOPPEMENT / SCR / Banc slosh linéaire 5 |  |  | Y.SKOCZEK | No | [20 empty] | No calibration status | 3 - Not affecting quality equipment |  |  |  | Electricité |  | Perdu (Approach device | [9 empty] | FALSE |  | Frequency measuring chain
3628 | CSCR0445_Frequency measuring chain | Frequency measuring chain | CSCR0445 |  | No |  |  | Y.SKOCZEK | Y.SKOCZEK | LABORATOIRE DEVELOPPEMENT / SCR / Banc slosh linéaire 6 |  |  | Y.SKOCZEK | No | [20 empty] | No calibration status | 3 - Not affecting quality equipment |  |  |  | Electricité |  | 0,1/2 Hz (Approach device | [9 empty] | FALSE |  | Frequency measuring chain
3629 | CSCR0446_Frequency measuring chain | Frequency measuring chain | CSCR0446 |  | No |  |  | Y.SKOCZEK | Y.SKOCZEK | LABORATOIRE DEVELOPPEMENT / SCR / Banc slosh linéaire 7 |  |  | Y.SKOCZEK | No | [20 empty] | No calibration status | 3 - Not affecting quality equipment |  |  |  | Electricité | 0,1/2 Hz ou 0,3/0,7 Hz | Approach device | [9 empty] | FALSE |  | Frequency measuring chain
3630 | CSCR0447_Frequency measuring chain | Frequency measuring chain | CSCR0447 |  | No |  |  | Y.SKOCZEK | Y.SKOCZEK | LABORATOIRE DEVELOPPEMENT / SCR / Banc slosh linéaire 8 |  |  | Y.SKOCZEK | No | [20 empty] | No calibration status | 3 - Not affecting quality equipment |  |  |  | Electricité |  | Perdu (Approach device | [9 empty] | FALSE |  | Frequency measuring chain
3631 | CSCR0448_Frequency measuring chain | Frequency measuring chain | CSCR0448 |  | No |  |  | Y.SKOCZEK | Y.SKOCZEK | LABORATOIRE DEVELOPPEMENT / SCR / Banc slosh rotatif 1 |  |  | Y.SKOCZEK | No | [20 empty] | No calibration status | 3 - Not affecting quality equipment |  |  |  | Electricité | 0,1/0,5 Hz | Approach device | [9 empty] | FALSE |  | Frequency measuring chain
3632 | CSCR0449_Frequency measuring chain | Frequency measuring chain | CSCR0449 |  | No |  |  | Y.SKOCZEK | Y.SKOCZEK | LABORATOIRE DEVELOPPEMENT / SCR / Banc slosh rotatif 2 |  |  | Y.SKOCZEK | No | [20 empty] | No calibration status | 3 - Not affecting quality equipment |  |  |  | Electricité | 0,1/0,5 Hz | Approach device | [9 empty] | FALSE |  | Frequency measuring chain
3633 | CSCR0451_Ruler | Ruler | CSCR0451 |  | No |  |  | Y.SKOCZEK | Y.SKOCZEK | LABORATOIRE DEVELOPPEMENT / SCR / Banc slosh linéaire 1 |  |  | Y.SKOCZEK | No | [20 empty] | No calibration status | 3 - Not affecting quality equipment |  |  |  | Dimensionnel | ( | Approach device | [9 empty] | FALSE |  | Ruler
3634 | CSCR0452_Ruler | Ruler | CSCR0452 |  | No |  |  | Y.SKOCZEK | Y.SKOCZEK | LABORATOIRE DEVELOPPEMENT / SCR / Banc slosh linéaire 2 |  |  | Y.SKOCZEK | No | [20 empty] | No calibration status | 3 - Not affecting quality equipment |  |  |  | Dimensionnel | ( | Approach device | [9 empty] | FALSE |  | Ruler
3635 | CSCR0453_Ruler | Ruler | CSCR0453 |  | No |  |  | Y.SKOCZEK | Y.SKOCZEK | LABORATOIRE DEVELOPPEMENT / SCR / Banc slosh linéaire 3 |  |  | Y.SKOCZEK | No | [20 empty] | No calibration status | 3 - Not affecting quality equipment |  |  |  | Dimensionnel | ( | Approach device | [9 empty] | FALSE |  | Ruler
3636 | CSCR0454_Ruler | Ruler | CSCR0454 |  | No |  |  | Y.SKOCZEK | Y.SKOCZEK | LABORATOIRE DEVELOPPEMENT / SCR / Banc slosh linéaire 4 |  |  | Y.SKOCZEK | No | [20 empty] | No calibration status | 3 - Not affecting quality equipment |  |  |  | Dimensionnel | ( | Approach device | [9 empty] | FALSE |  | Ruler
3637 | CSCR0455_Ruler | Ruler | CSCR0455 |  | No |  |  | Y.SKOCZEK | Y.SKOCZEK | LABORATOIRE DEVELOPPEMENT / SCR / Banc slosh linéaire 5 |  |  | Y.SKOCZEK | No | [20 empty] | No calibration status | 3 - Not affecting quality equipment |  |  |  | Dimensionnel | ( | Approach device | [9 empty] | FALSE |  | Ruler
3638 | CSCR0456_Ruler | Ruler | CSCR0456 |  | No |  |  | Y.SKOCZEK | Y.SKOCZEK | LABORATOIRE DEVELOPPEMENT / SCR / Banc slosh linéaire 6 |  |  | Y.SKOCZEK | No | [20 empty] | No calibration status | 3 - Not affecting quality equipment |  |  |  | Dimensionnel | ( | Approach device | [9 empty] | FALSE |  | Ruler
3639 | CSCR0457_Ruler | Ruler | CSCR0457 |  | No |  |  | Y.SKOCZEK | Y.SKOCZEK | LABORATOIRE DEVELOPPEMENT / SCR / Banc slosh linéaire 7 |  |  | Y.SKOCZEK | No | [20 empty] | No calibration status | 3 - Not affecting quality equipment |  |  |  | Dimensionnel | ( | Approach device | [9 empty] | FALSE |  | Ruler
3640 | CSCR0458_Ruler | Ruler | CSCR0458 |  | No |  |  | Y.SKOCZEK | Y.SKOCZEK | LABORATOIRE DEVELOPPEMENT / SCR / Banc slosh linéaire 8 |  |  | Y.SKOCZEK | No | [20 empty] | No calibration status | 3 - Not affecting quality equipment |  |  |  | Dimensionnel | ( | Approach device | [9 empty] | FALSE |  | Ruler
3641 | CSCR0461_Frequency measuring chain | Frequency measuring chain | CSCR0461 |  | No |  |  | Y.SKOCZEK | Y.SKOCZEK | LABORATOIRE DEVELOPPEMENT / SCR / Banc slosh rotatif 3 |  |  | Y.SKOCZEK | No | [20 empty] | No calibration status | 3 - Not affecting quality equipment |  |  |  | Electricité |  | Perdu (Approach device | [9 empty] | FALSE |  | Frequency measuring chain
3642 | CSCR0462_Height gauge | Height gauge | CSCR0462 |  | No |  |  | Y.SKOCZEK | Y.SKOCZEK | LABORATOIRE DEVELOPPEMENT / SCR / Perdu |  |  | Y.SKOCZEK | No | [15 empty] | G302974 |  |  |  |  | Conform | 1 - Product quality and specific measurement equipment | 03/06/2023 00:00:00 |  |  | Dimensionnel | 0/300 mm | ±0,1 mm | [9 empty] | FALSE |  | Height gauge |  |  | 03/06/2021 00:00:00 |  | 744
3643 | CSCR0463_Thermocouple reader | Thermocouple reader | CSCR0463 |  | No |  |  | Y.SKOCZEK | Y.SKOCZEK | LABORATOIRE DEVELOPPEMENT / SCR / Perdu |  |  | Y.SKOCZEK | No | [20 empty] | No calibration status | 3 - Not affecting quality equipment |  |  |  | Electricité |  | Perdu (Approach device | [9 empty] | FALSE |  | Thermocouple reader
3644 | CSCR0464_Thermocouple reader | Thermocouple reader | CSCR0464 |  | No |  |  | Y.SKOCZEK | Y.SKOCZEK | LABORATOIRE DEVELOPPEMENT / SCR / Perdu |  |  | Y.SKOCZEK | No | [20 empty] | No calibration status | 3 - Not affecting quality equipment |  |  |  | Electricité |  | Perdu (Approach device | [9 empty] | FALSE |  | Thermocouple reader
3645 | CSCR0465_Thermocouple reader | Thermocouple reader | CSCR0465 |  | No |  |  | Y.SKOCZEK | Y.SKOCZEK | LABORATOIRE DEVELOPPEMENT / SCR / Perdu |  |  | Y.SKOCZEK | No | [20 empty] | No calibration status | 3 - Not affecting quality equipment |  |  |  | Electricité |  | Perdu (Approach device | [9 empty] | FALSE |  | Thermocouple reader
3646 | CSCR0466_Thermocouple reader | Thermocouple reader | CSCR0466 |  | No |  |  | Y.SKOCZEK | Y.SKOCZEK | LABORATOIRE DEVELOPPEMENT / SCR / B.GAZAUD |  |  | Y.SKOCZEK | No | [21 empty] | 1 - Product quality and specific measurement equipment |  |  |  | Electricité | Réformé | Réformé | [9 empty] | FALSE |  | Thermocouple reader
3647 | CSCR0467_Thermocouple reader | Thermocouple reader | CSCR0467 |  | No |  |  | Y.SKOCZEK | Y.SKOCZEK | LABORATOIRE DEVELOPPEMENT / SCR / Perdu |  |  | Y.SKOCZEK | No | [20 empty] | No calibration status | 3 - Not affecting quality equipment |  |  |  | Electricité |  | Perdu (Approach device | [9 empty] | FALSE |  | Thermocouple reader
3648 | CSCR0469_Pressure sensor | Pressure sensor | CSCR0469 |  | No |  |  | Y.SKOCZEK | Y.SKOCZEK | LABORATOIRE DEVELOPPEMENT / SCR / SCR-052 ADM BENCH |  |  | Y.SKOCZEK | No | [15 empty] | 2626871 | [5 empty] | 1 - Product quality and specific measurement equipment |  |  |  | Pression | -1/+15 bar | ±20 mbar | [9 empty] | FALSE |  | Pressure sensor
3649 | CSCR0470_Thermocouple reader | Thermocouple reader | CSCR0470 |  | No |  |  | Y.SKOCZEK | Y.SKOCZEK | LABORATOIRE DEVELOPPEMENT / SCR / Perdu |  |  | Y.SKOCZEK | No | [15 empty] | HLK-00114.01.1400010103 |  |  |  |  | No calibration status | 3 - Not affecting quality equipment |  |  |  | Electricité |  | Perdu (Approach device | [9 empty] | FALSE |  | Thermocouple reader
3650 | CSCR0471_Dissolved Oxygen Sensor | Dissolved Oxygen Sensor | CSCR0471 |  | No |  |  | Y.SKOCZEK | Y.SKOCZEK | Armoire A-SCR-02 |  |  | Y.SKOCZEK | No | [14 empty] | Oxi3310 | 16091684 |  |  |  |  | Conform | 1 - Product quality and specific measurement equipment | 25/06/2023 00:00:00 |  |  | Chimie | 10/190 % | ±1.5% | [9 empty] | FALSE |  | Dissolved Oxygen Sensor |  |  | 25/06/2021 00:00:00 |  | 744
3651 | CSCR0472_CANcase | CANcase | CSCR0472 |  | No |  |  | Y.SKOCZEK | Y.SKOCZEK | Armoire A-SCR-02 |  |  | Y.SKOCZEK | No | [14 empty] | VN1630A | 007113-506607 |  |  |  |  | No calibration status | 3 - Not affecting quality equipment |  |  |  | / | ( | Approach device | [9 empty] | FALSE |  | CANcase
3652 | CSCR0473_CANcase | CANcase | CSCR0473 |  | No |  |  | Y.SKOCZEK | Y.SKOCZEK | Armoire A-SCR-02 |  |  | Y.SKOCZEK | No | [14 empty] | VN1630A | 007113-506625 |  |  |  |  | No calibration status | 3 - Not affecting quality equipment |  |  |  | / | ( | Approach device | [9 empty] | FALSE |  | CANcase
3653 | CSCR0474_CANcase XL | CANcase XL | CSCR0474 |  | No |  |  | Y.SKOCZEK | Y.SKOCZEK | LABORATOIRE DEVELOPPEMENT / SCR / Armoire |  |  | Y.SKOCZEK | No | [15 empty] | 007113-506606 |  |  |  |  | No calibration status | 3 - Not affecting quality equipment |  |  |  | / | ( | Approach device | [9 empty] | FALSE |  | CANcase XL
3654 | CSCR0475_VN1640 | VN1640 | CSCR0475 |  | No |  |  | Y.SKOCZEK | Y.SKOCZEK | LABORATOIRE DEVELOPPEMENT / SCR / Armoire |  |  | Y.SKOCZEK | No | [15 empty] | 007113-506111 |  |  |  |  | No calibration status | 3 - Not affecting quality equipment |  |  |  | / | ( | Approach device | [9 empty] | FALSE |  | VN1640
3655 | CSCR0476_Stabilized power supply | Stabilized power supply | CSCR0476 |  | No |  |  | Y.SKOCZEK | Y.SKOCZEK | LABORATOIRE DEVELOPPEMENT / SCR / SCR-052 ADM BENCH |  |  | Y.SKOCZEK | No | [15 empty] | LOC-605A015-0012 |  |  |  |  | No calibration status | 3 - Not affecting quality equipment |  |  |  | Electricité | 0/20 V;0/38 A | Approach device | [9 empty] | FALSE |  | Stabilized power supply
3656 | CSCR0477_CANcase | CANcase | CSCR0477 |  | No |  |  | Y.SKOCZEK | Y.SKOCZEK | Armoire A-SCR-02 |  |  | Y.SKOCZEK | No | [14 empty] | CANcaseXL | 007129-071606 |  |  |  |  | No calibration status | 3 - Not affecting quality equipment |  |  |  | / | ( | Approach device | [9 empty] | FALSE |  | CANcase
3657 | CSCR0478_Linear displacement transducer | Linear displacement transducer | CSCR0478 |  | No |  |  | Y.SKOCZEK | Y.SKOCZEK | LABORATOIRE DEVELOPPEMENT / EPE / R-ATEX-07 (SERVANTE LVDT) |  |  | Y.SKOCZEK | No | [15 empty] | 768AR07517 |  |  |  |  | Conform | 1 - Product quality and specific measurement equipment | 22/02/2023 00:00:00 |  |  | Dimensionnel | 0/50 mm | ±0,3 mm | [9 empty] | FALSE |  | Linear displacement transducer |  |  | 22/02/2021 00:00:00 |  | 744
3658 | CSCR0479_Linear displacement transducer | Linear displacement transducer | CSCR0479 |  | No |  |  | Y.SKOCZEK | Y.SKOCZEK | LABORATOIRE DEVELOPPEMENT / EPE / R-ATEX-07 (SERVANTE LVDT) |  |  | Y.SKOCZEK | No | [15 empty] | 768AR07525 |  |  |  |  | Conform | 1 - Product quality and specific measurement equipment | 23/02/2023 13:59:53 |  |  | Dimensionnel | 0/50 mm | ±0,3 mm | [9 empty] | FALSE |  | Linear displacement transducer |  |  | 23/02/2021 13:59:53 |  | 744
3659 | CSCR0480_Linear displacement transducer | Linear displacement transducer | CSCR0480 |  | No |  |  | Y.SKOCZEK | Y.SKOCZEK | LABORATOIRE DEVELOPPEMENT / EPE / R-ATEX-07 (SERVANTE LVDT) |  |  | Y.SKOCZEK | No | [15 empty] | 768AR07528 |  |  |  |  | Conform | 1 - Product quality and specific measurement equipment | 24/02/2023 09:42:39 |  |  | Dimensionnel | 0/50 mm | ±0,3 mm | [9 empty] | FALSE |  | Linear displacement transducer |  |  | 24/02/2021 09:42:39 |  | 744
3660 | CSCR0481_Linear displacement transducer | Linear displacement transducer | CSCR0481 |  | No |  |  | Y.SKOCZEK | Y.SKOCZEK | LABORATOIRE DEVELOPPEMENT / EPE / R-ATEX-07 (SERVANTE LVDT) |  |  | Y.SKOCZEK | No | [15 empty] | 768AR07527 |  |  |  |  | Conform | 1 - Product quality and specific measurement equipment | 24/02/2023 13:48:05 |  |  | Dimensionnel | 0/50 mm | ±0,3 mm | [9 empty] | FALSE |  | Linear displacement transducer |  |  | 24/02/2021 13:48:05 |  | 744
3661 | CSCR0482_Linear displacement transducer | Linear displacement transducer | CSCR0482 |  | No |  |  | Y.SKOCZEK | Y.SKOCZEK | LABORATOIRE DEVELOPPEMENT / EPE / R-ATEX-07 (SERVANTE LVDT) |  |  | Y.SKOCZEK | No | [15 empty] | 573AJ20526 |  |  |  |  | Conform | 1 - Product quality and specific measurement equipment | 24/02/2023 17:04:21 |  |  | Dimensionnel | 0/50 mm | ±0,3 mm | [9 empty] | FALSE |  | Linear displacement transducer |  |  | 24/02/2021 17:04:21 |  | 744
3662 | CSCR0483_Linear displacement transducer | Linear displacement transducer | CSCR0483 |  | No |  |  | Y.SKOCZEK | Y.SKOCZEK | LABORATOIRE DEVELOPPEMENT / EPE / R-ATEX-07 (SERVANTE LVDT) |  |  | Y.SKOCZEK | No | [15 empty] | 768AR07522 |  |  |  |  | Conform | 1 - Product quality and specific measurement equipment | 23/02/2023 00:00:00 |  |  | Dimensionnel | 0/50 mm | ±0,3 mm | [9 empty] | FALSE |  | Linear displacement transducer |  |  | 23/02/2021 00:00:00 |  | 744
3663 | CSCR0484_Linear displacement transducer | Linear displacement transducer | CSCR0484 |  | No |  |  | Y.SKOCZEK | Y.SKOCZEK | LABORATOIRE DEVELOPPEMENT / EPE / R-ATEX-07 (SERVANTE LVDT) |  |  | Y.SKOCZEK | No | [15 empty] | 768AR07530 |  |  |  |  | Conform | 1 - Product quality and specific measurement equipment | 24/02/2023 00:00:00 |  |  | Dimensionnel | 0/50 mm | ±0,3 mm | [9 empty] | FALSE |  | Linear displacement transducer |  |  | 24/02/2021 00:00:00 |  | 744
3664 | CSCR0485_Linear displacement transducer | Linear displacement transducer | CSCR0485 |  | No |  |  | Y.SKOCZEK | Y.SKOCZEK | LABORATOIRE DEVELOPPEMENT / EPE / R-ATEX-07 (SERVANTE LVDT) |  |  | Y.SKOCZEK | No | [15 empty] | 768AR7524 |  |  |  |  | Conform | 1 - Product quality and specific measurement equipment | 24/02/2023 13:36:51 |  |  | Dimensionnel | 0/50 mm | ±0,3 mm | [9 empty] | FALSE |  | Linear displacement transducer |  |  | 24/02/2021 13:36:51 |  | 744
3665 | CSCR0486_Linear displacement transducer | Linear displacement transducer | CSCR0486 |  | No |  |  | Y.SKOCZEK | Y.SKOCZEK | LABORATOIRE DEVELOPPEMENT / EPE / R-ATEX-07 (SERVANTE LVDT) |  |  | Y.SKOCZEK | No | [15 empty] | 768AR07521 |  |  |  |  | Conform | 1 - Product quality and specific measurement equipment | 23/02/2023 14:11:32 |  |  | Dimensionnel | 0/50 mm | ±0,3 mm | [9 empty] | FALSE |  | Linear displacement transducer |  |  | 23/02/2021 14:11:32 |  | 744
3666 | CSCR0487_Linear displacement transducer | Linear displacement transducer | CSCR0487 |  | No |  |  | Y.SKOCZEK | Y.SKOCZEK | LABORATOIRE DEVELOPPEMENT / EPE / R-ATEX-07 (SERVANTE LVDT) |  |  | Y.SKOCZEK | No | [15 empty] | 573AJ20510 |  |  |  |  | Conform | 1 - Product quality and specific measurement equipment | 19/02/2023 10:50:19 |  |  | Dimensionnel | 0/50 mm | ±0,3 mm | [9 empty] | FALSE |  | Linear displacement transducer |  |  | 19/02/2021 10:50:19 |  | 744
3667 | CSCR0488_Linear displacement transducer | Linear displacement transducer | CSCR0488 |  | No |  |  | Y.SKOCZEK | Y.SKOCZEK | LABORATOIRE DEVELOPPEMENT / EPE / R-ATEX-07 (SERVANTE LVDT) |  |  | Y.SKOCZEK | No | [15 empty] | 768AR07531 |  |  |  |  | Conform | 1 - Product quality and specific measurement equipment | 24/02/2023 16:49:48 |  |  | Dimensionnel | 0/50 mm | ±0,3 mm | [9 empty] | FALSE |  | Linear displacement transducer |  |  | 24/02/2021 16:49:48 |  | 744
3668 | CSCR0489_Linear displacement transducer | Linear displacement transducer | CSCR0489 |  | No |  |  | Y.SKOCZEK | Y.SKOCZEK | LABORATOIRE DEVELOPPEMENT / EPE / R-ATEX-07 (SERVANTE LVDT) |  |  | Y.SKOCZEK | No | [15 empty] | 768AR07532 |  |  |  |  | Conform | 1 - Product quality and specific measurement equipment | 24/02/2023 15:20:50 |  |  | Dimensionnel | 0/50 mm | ±0,3 mm | [9 empty] | FALSE |  | Linear displacement transducer |  |  | 24/02/2021 15:20:50 |  | 744
3669 | CSCR0490_Linear displacement transducer | Linear displacement transducer | CSCR0490 |  | No |  |  | Y.SKOCZEK | Y.SKOCZEK | LABORATOIRE DEVELOPPEMENT / EPE / R-ATEX-07 (SERVANTE LVDT) |  |  | Y.SKOCZEK | No | [15 empty] | 768AR7523 |  |  |  |  | Conform | 1 - Product quality and specific measurement equipment | 23/02/2023 00:00:00 |  |  | Dimensionnel | 0/50 mm | ±0,3 mm | [9 empty] | FALSE |  | Linear displacement transducer |  |  | 23/02/2021 00:00:00 |  | 744
3670 | CSCR0491_Linear displacement transducer | Linear displacement transducer | CSCR0491 |  | No |  |  | Y.SKOCZEK | Y.SKOCZEK | LABORATOIRE DEVELOPPEMENT / EPE / R-ATEX-07 (SERVANTE LVDT) |  |  | Y.SKOCZEK | No | [15 empty] | 768AR07516 |  |  |  |  | Conform | 1 - Product quality and specific measurement equipment | 22/02/2023 00:00:00 |  |  | Dimensionnel | 0/50 mm | ±0,3 mm | [9 empty] | FALSE |  | Linear displacement transducer |  |  | 22/02/2021 00:00:00 |  | 744
3671 | CSCR0492_Linear displacement transducer | Linear displacement transducer | CSCR0492 |  | No |  |  | Y.SKOCZEK | Y.SKOCZEK | LABORATOIRE DEVELOPPEMENT / EPE / R-ATEX-07 (SERVANTE LVDT) |  |  | Y.SKOCZEK | No | [15 empty] | 768AR07504 |  |  |  |  | Conform | 1 - Product quality and specific measurement equipment | 17/02/2024 15:26:56 |  |  | Dimensionnel | 0/50 mm | ±0,3 mm | [9 empty] | FALSE |  | Linear displacement transducer |  |  | 17/02/2021 15:26:56 |  | 1116
3672 | CSCR0493_Linear displacement transducer | Linear displacement transducer | CSCR0493 |  | No |  |  | Y.SKOCZEK | Y.SKOCZEK | LABORATOIRE DEVELOPPEMENT / EPE / R-ATEX-07 (SERVANTE LVDT) |  |  | Y.SKOCZEK | No | [15 empty] | 768AR07502 |  |  |  |  | Conform | 1 - Product quality and specific measurement equipment | 17/02/2023 00:00:00 |  |  | Dimensionnel | 0/50 mm | ±0,3 mm | [9 empty] | FALSE |  | Linear displacement transducer |  |  | 17/02/2021 00:00:00 |  | 744
3673 | CSCR0494_Linear displacement transducer | Linear displacement transducer | CSCR0494 |  | No |  |  | Y.SKOCZEK | Y.SKOCZEK | LABORATOIRE DEVELOPPEMENT / EPE / R-ATEX-07 (SERVANTE LVDT) |  |  | Y.SKOCZEK | No | [15 empty] | 768AR07519 |  |  |  |  | Conform | 1 - Product quality and specific measurement equipment | 22/02/2023 16:43:20 |  |  | Dimensionnel | 0/50 mm | ±0,3 mm | [9 empty] | FALSE |  | Linear displacement transducer |  |  | 22/02/2021 16:43:20 |  | 744
3674 | CSCR0495_Linear displacement transducer | Linear displacement transducer | CSCR0495 |  | No |  |  | Y.SKOCZEK | Y.SKOCZEK | LABORATOIRE DEVELOPPEMENT / EPE / R-ATEX-07 (SERVANTE LVDT) |  |  | Y.SKOCZEK | No | [15 empty] | 768AR07518 |  |  |  |  | Conform | 1 - Product quality and specific measurement equipment | 22/02/2023 16:37:03 |  |  | Dimensionnel | 0/50 mm | ±0,3 mm | [9 empty] | FALSE |  | Linear displacement transducer |  |  | 22/02/2021 16:37:03 |  | 744
3675 | CSCR0496_Linear displacement transducer | Linear displacement transducer | CSCR0496 |  | No |  |  | Y.SKOCZEK | Y.SKOCZEK | LABORATOIRE DEVELOPPEMENT / EPE / R-ATEX-07 (SERVANTE LVDT) |  |  | Y.SKOCZEK | No | [15 empty] | 768AR07520 |  |  |  |  | Conform | 1 - Product quality and specific measurement equipment | 22/02/2023 00:00:00 |  |  | Dimensionnel | 0/50 mm | ±0,3 mm | [9 empty] | FALSE |  | Linear displacement transducer |  |  | 22/02/2021 00:00:00 |  | 744
3676 | CSCR0497_Linear displacement transducer | Linear displacement transducer | CSCR0497 |  | No |  |  | Y.SKOCZEK | Y.SKOCZEK | LABORATOIRE DEVELOPPEMENT / EPE / R-ATEX-07 (SERVANTE LVDT) |  |  | Y.SKOCZEK | No | [15 empty] | 768AR07503 |  |  |  |  | Conform | 1 - Product quality and specific measurement equipment | 17/02/2023 16:31:58 |  |  | Dimensionnel | 0/50 mm | ±0,3 mm | [9 empty] | FALSE |  | Linear displacement transducer |  |  | 17/02/2021 16:31:58 |  | 744
3677 | CSCR0498_Linear displacement transducer | Linear displacement transducer | CSCR0498 |  | No |  |  | Y.SKOCZEK | Y.SKOCZEK | LABORATOIRE DEVELOPPEMENT / EPE / R-ATEX-07 (SERVANTE LVDT) |  |  | Y.SKOCZEK | No | [15 empty] | 768AR07507 |  |  |  |  | Conform | 1 - Product quality and specific measurement equipment | 19/02/2023 00:00:00 |  |  | Dimensionnel | 0/50 mm | ±0,3 mm | [9 empty] | FALSE |  | Linear displacement transducer |  |  | 19/02/2021 00:00:00 |  | 744
3678 | CSCR0499_Linear displacement transducer | Linear displacement transducer | CSCR0499 |  | No |  |  | Y.SKOCZEK | Y.SKOCZEK | LABORATOIRE DEVELOPPEMENT / EPE / R-ATEX-07 (SERVANTE LVDT) |  |  | Y.SKOCZEK | No | [15 empty] | 768AR07513 |  |  |  |  | Conform | 1 - Product quality and specific measurement equipment | 19/02/2023 00:00:00 |  |  | Dimensionnel | 0/50 mm | ±0,3 mm | [9 empty] | FALSE |  | Linear displacement transducer |  |  | 19/02/2021 00:00:00 |  | 744
3679 | CSCR0500_Linear displacement transducer | Linear displacement transducer | CSCR0500 |  | No |  |  | Y.SKOCZEK | Y.SKOCZEK | LABORATOIRE DEVELOPPEMENT / EPE / R-ATEX-07 (SERVANTE LVDT) |  |  | Y.SKOCZEK | No | [15 empty] | 768AR07501 |  |  |  |  | Conform | 1 - Product quality and specific measurement equipment | 16/02/2023 00:00:00 |  |  | Dimensionnel | 0/50 mm | ±0,3 mm | [9 empty] | FALSE |  | Linear displacement transducer |  |  | 16/02/2021 00:00:00 |  | 744
3680 | CSCR0501_Linear displacement transducer | Linear displacement transducer | CSCR0501 |  | No |  |  | Y.SKOCZEK | Y.SKOCZEK | LABORATOIRE DEVELOPPEMENT / EPE / R-ATEX-07 (SERVANTE LVDT) |  |  | Y.SKOCZEK | No | [15 empty] | 768AR07506 |  |  |  |  | Conform | 1 - Product quality and specific measurement equipment | 17/02/2023 16:11:00 |  |  | Dimensionnel | 0/50 mm | ±0,3 mm | [9 empty] | FALSE |  | Linear displacement transducer |  |  | 17/02/2021 16:11:00 |  | 744
3681 | CSCR0502_Linear displacement transducer | Linear displacement transducer | CSCR0502 |  | No |  |  | Y.SKOCZEK | Y.SKOCZEK | LABORATOIRE DEVELOPPEMENT / SCR / SERVANTE LVDT |  |  | Y.SKOCZEK | No | [15 empty] | 573AJ20525 | [5 empty] | 1 - Product quality and specific measurement equipment |  |  |  | Dimensionnel | Réformé | Réformé | [9 empty] | FALSE |  | Linear displacement transducer
3682 | CSCR0503_VN1640 | VN1640 | CSCR0503 |  | No |  |  | Y.SKOCZEK | Y.SKOCZEK | LABORATOIRE DEVELOPPEMENT / SCR / Armoire |  |  | Y.SKOCZEK | No | [15 empty] | 007113-506110 |  |  |  |  | No calibration status | 3 - Not affecting quality equipment |  |  |  | / | ( | Approach device | [9 empty] | FALSE |  | VN1640
3683 | CSCR0504_VN1640 | VN1640 | CSCR0504 |  | No |  |  | Y.SKOCZEK | Y.SKOCZEK | LABORATOIRE DEVELOPPEMENT / SCR / Armoire |  |  | Y.SKOCZEK | No | [15 empty] | 007113-51044 |  |  |  |  | No calibration status | 3 - Not affecting quality equipment |  |  |  | / | ( | Approach device | [9 empty] | FALSE |  | VN1640
3684 | CSCR0505_VN1640 | VN1640 | CSCR0505 |  | No |  |  | Y.SKOCZEK | Y.SKOCZEK | LABORATOIRE DEVELOPPEMENT / SCR / Armoire |  |  | Y.SKOCZEK | No | [15 empty] | 007113-510888 |  |  |  |  | No calibration status | 3 - Not affecting quality equipment |  |  |  | / | ( | Approach device | [9 empty] | FALSE |  | VN1640
3685 | CSCR0506_CANcase | CANcase | CSCR0506 |  | No |  |  | Y.SKOCZEK | Y.SKOCZEK | Armoire A-SCR-02 |  |  | Y.SKOCZEK | No | [14 empty] | VN1630A | 007113-510634 |  |  |  |  | No calibration status | 3 - Not affecting quality equipment |  |  |  | / | ( | Approach device | [9 empty] | FALSE |  | CANcase
3686 | CSCR0507_VN1640 | VN1640 | CSCR0507 |  | No |  |  | Y.SKOCZEK | Y.SKOCZEK | LABORATOIRE DEVELOPPEMENT / SCR / Armoire |  |  | Y.SKOCZEK | No | [15 empty] | 007113-510887 |  |  |  |  | No calibration status | 3 - Not affecting quality equipment |  |  |  | / | ( | Approach device | [9 empty] | FALSE |  | VN1640
3687 | CSCR0508_CANcase | CANcase | CSCR0508 |  | No |  |  | Y.SKOCZEK | Y.SKOCZEK | Armoire A-SCR-02 |  |  | Y.SKOCZEK | No | [14 empty] | VN1630A | 007113-510632 |  |  |  |  | No calibration status | 3 - Not affecting quality equipment |  |  |  | / | ( | Approach device | [9 empty] | FALSE |  | CANcase
3688 | CSCR0509_VN1640 | VN1640 | CSCR0509 |  | No |  |  | Y.SKOCZEK | Y.SKOCZEK | LABORATOIRE DEVELOPPEMENT / SCR / Armoire |  |  | Y.SKOCZEK | No | [15 empty] | 007129-071975 |  |  |  |  | No calibration status | 3 - Not affecting quality equipment |  |  |  | / | ( | Approach device | [9 empty] | FALSE |  | VN1640
3689 | CSCR0510_Stabilized power supply | Stabilized power supply | CSCR0510 |  | No |  |  | Y.SKOCZEK | Y.SKOCZEK | LABORATOIRE DEVELOPPEMENT / SCR / PVC-SCR-06 |  |  | Y.SKOCZEK | No | [15 empty] | LOC-641A132-000 |  |  |  |  | No calibration status | 3 - Not affecting quality equipment |  |  |  | Electricité | 0/20 V;0/38 A | Approach device | [9 empty] | FALSE |  | Stabilized power supply
3690 | CSCR0511_Stabilized power supply | Stabilized power supply | CSCR0511 |  | No |  |  | Y.SKOCZEK | Y.SKOCZEK | LABORATOIRE DEVELOPPEMENT / SCR / PVC-SCR-06 |  |  | Y.SKOCZEK | No | [15 empty] | LOC-641A132-0002 |  |  |  |  | No calibration status | 3 - Not affecting quality equipment |  |  |  | Electricité | 0/20 V;0/38 A | Approach device | [9 empty] | FALSE |  | Stabilized power supply
3691 | CSCR0512_Stabilized power supply | Stabilized power supply | CSCR0512 |  | No |  |  | Y.SKOCZEK | Y.SKOCZEK | LABORATOIRE DEVELOPPEMENT / SCR / PVC-SCR-06 |  |  | Y.SKOCZEK | No | [15 empty] | LOC-643A268-0003 |  |  |  |  | No calibration status | 3 - Not affecting quality equipment |  |  |  | Electricité | 0/20 V;0/38 A | Approach device | [9 empty] | FALSE |  | Stabilized power supply
3692 | CSCR0513_Stabilized power supply | Stabilized power supply | CSCR0513 |  | No |  |  | Y.SKOCZEK | Y.SKOCZEK | LABORATOIRE DEVELOPPEMENT / SCR / PVC-SCR-06 |  |  | Y.SKOCZEK | No | [15 empty] | LOC-641A132-0001 |  |  |  |  | No calibration status | 3 - Not affecting quality equipment |  |  |  | Electricité | 0/20 V;0/38 A | Approach device | [9 empty] | FALSE |  | Stabilized power supply
3693 | CSCR0514_Stabilized power supply | Stabilized power supply | CSCR0514 |  | No |  |  | Y.SKOCZEK | Y.SKOCZEK | LABORATOIRE DEVELOPPEMENT / SCR / PVC-SCR-06 |  |  | Y.SKOCZEK | No | [15 empty] | LOC-640A083-0004 |  |  |  |  | No calibration status | 3 - Not affecting quality equipment |  |  |  | Electricité | 0/20 V;0/38 A | Approach device | [9 empty] | FALSE |  | Stabilized power supply
3694 | CSCR0515_Stabilized power supply | Stabilized power supply | CSCR0515 |  | No |  |  | Y.SKOCZEK | Y.SKOCZEK | LABORATOIRE DEVELOPPEMENT / SCR / PVC-SCR-06 |  |  | Y.SKOCZEK | No | [15 empty] | LOC-643A268-0005 |  |  |  |  | No calibration status | 3 - Not affecting quality equipment |  |  |  | Electricité | 0/20 V;0/38 A | Approach device | [9 empty] | FALSE |  | Stabilized power supply
3695 | CSCR0516_Stabilized power supply | Stabilized power supply | CSCR0516 |  | No |  |  | Y.SKOCZEK | Y.SKOCZEK | LABORATOIRE DEVELOPPEMENT / SCR / PVC-SCR-05 |  |  | Y.SKOCZEK | No | [15 empty] | LOC-633A046-0006 |  |  |  |  | No calibration status | 3 - Not affecting quality equipment |  |  |  | Electricité | 0/20 V;0/38 A | Approach device | [9 empty] | FALSE |  | Stabilized power supply
3696 | CSCR0517_Stabilized power supply | Stabilized power supply | CSCR0517 |  | No |  |  | Y.SKOCZEK | Y.SKOCZEK | LABORATOIRE DEVELOPPEMENT / SCR / PVC-SCR-05 |  |  | Y.SKOCZEK | No | [15 empty] | LOC-640A079-0001 |  |  |  |  | No calibration status | 3 - Not affecting quality equipment |  |  |  | Electricité | 0/20 V;0/38 A | Approach device | [9 empty] | FALSE |  | Stabilized power supply
3697 | CSCR0518_Stabilized power supply | Stabilized power supply | CSCR0518 |  | No |  |  | Y.SKOCZEK | Y.SKOCZEK | LABORATOIRE DEVELOPPEMENT / SCR / PVC-SCR-05 |  |  | Y.SKOCZEK | No | [15 empty] | LOC-633A046-0002 |  |  |  |  | No calibration status | 3 - Not affecting quality equipment |  |  |  | Electricité | 0/20 V;0/38 A | Approach device | [9 empty] | FALSE |  | Stabilized power supply
3698 | CSCR0519_Stabilized power supply | Stabilized power supply | CSCR0519 |  | No |  |  | Y.SKOCZEK | Y.SKOCZEK | LABORATOIRE DEVELOPPEMENT / SCR / PVC-SCR-05 |  |  | Y.SKOCZEK | No | [15 empty] | LOC-636A117-0001 |  |  |  |  | No calibration status | 3 - Not affecting quality equipment |  |  |  | Electricité | 0/20 V;0/38 A | Approach device | [9 empty] | FALSE |  | Stabilized power supply
3699 | CSCR0520_Stabilized power supply | Stabilized power supply | CSCR0520 |  | No |  |  | Y.SKOCZEK | Y.SKOCZEK | LABORATOIRE DEVELOPPEMENT / SCR / PVC-SCR-05 |  |  | Y.SKOCZEK | No | [15 empty] | LOC-640A083-0001 |  |  |  |  | No calibration status | 3 - Not affecting quality equipment |  |  |  | Electricité | 0/20 V;0/38 A | Approach device | [9 empty] | FALSE |  | Stabilized power supply
3700 | CSCR0521_Stabilized power supply | Stabilized power supply | CSCR0521 |  | No |  |  | Y.SKOCZEK | Y.SKOCZEK | LABORATOIRE DEVELOPPEMENT / SCR / PVC-SCR-05 |  |  | Y.SKOCZEK | No | [15 empty] | LOC-643A268-0001 |  |  |  |  | No calibration status | 3 - Not affecting quality equipment |  |  |  | Electricité | 0/20 V;0/38 A | Approach device | [9 empty] | FALSE |  | Stabilized power supply
3701 | CSCR0522_Stabilized power supply | Stabilized power supply | CSCR0522 |  | No |  |  | Y.SKOCZEK | Y.SKOCZEK | LABORATOIRE DEVELOPPEMENT / SCR / PVC-SCR-03 |  |  | Y.SKOCZEK | No | [15 empty] | LOC-641A132-0003 |  |  |  |  | No calibration status | 3 - Not affecting quality equipment |  |  |  | Electricité | 0/20 V;0/38 A | Approach device | [9 empty] | FALSE |  | Stabilized power supply
3702 | CSCR0523_Stabilized power supply | Stabilized power supply | CSCR0523 |  | No |  |  | Y.SKOCZEK | Y.SKOCZEK | LABORATOIRE DEVELOPPEMENT / SCR / PVC-SCR-03 |  |  | Y.SKOCZEK | No | [15 empty] | LOC-633A046-0001 |  |  |  |  | No calibration status | 3 - Not affecting quality equipment |  |  |  | Electricité | 0/20 V;0/38 A | Approach device | [9 empty] | FALSE |  | Stabilized power supply
3703 | CSCR0524_Stabilized power supply | Stabilized power supply | CSCR0524 |  | No |  |  | Y.SKOCZEK | Y.SKOCZEK | LABORATOIRE DEVELOPPEMENT / SCR / PVC-SCR-03 |  |  | Y.SKOCZEK | No | [15 empty] | LOC-641A132-0005 |  |  |  |  | No calibration status | 3 - Not affecting quality equipment |  |  |  | Electricité | 0/20 V;0/38 A | Approach device | [9 empty] | FALSE |  | Stabilized power supply
3704 | CSCR0525_Stabilized power supply | Stabilized power supply | CSCR0525 |  | No |  |  | Y.SKOCZEK | Y.SKOCZEK | LABORATOIRE DEVELOPPEMENT / SCR / PVC-SCR-03 |  |  | Y.SKOCZEK | No | [15 empty] | LOC-636A096-0002 |  |  |  |  | No calibration status | 3 - Not affecting quality equipment |  |  |  | Electricité | 0/20 V;0/38 A | Approach device | [9 empty] | FALSE |  | Stabilized power supply
3705 | CSCR0526_Stabilized power supply | Stabilized power supply | CSCR0526 |  | No |  |  | Y.SKOCZEK | Y.SKOCZEK | LABORATOIRE DEVELOPPEMENT / SCR / PVC-SCR-03 |  |  | Y.SKOCZEK | No | [15 empty] | LOC-636A096-0001 |  |  |  |  | No calibration status | 3 - Not affecting quality equipment |  |  |  | Electricité | 0/20 V;0/38 A | Approach device | [9 empty] | FALSE |  | Stabilized power supply
3706 | CSCR0527_Stabilized power supply | Stabilized power supply | CSCR0527 |  | No |  |  | Y.SKOCZEK | Y.SKOCZEK | LABORATOIRE DEVELOPPEMENT / SCR / PVC-SCR-03 |  |  | Y.SKOCZEK | No | [15 empty] | LOC-636A096-0003 |  |  |  |  | No calibration status | 3 - Not affecting quality equipment |  |  |  | Electricité | 0/20 V;0/38 A | Approach device | [9 empty] | FALSE |  | Stabilized power supply
3707 | CSCR0528_Stabilized power supply | Stabilized power supply | CSCR0528 |  | No |  |  | Y.SKOCZEK | Y.SKOCZEK | LABORATOIRE DEVELOPPEMENT / SCR / PVC-SCR-04 |  |  | Y.SKOCZEK | No | [15 empty] | LOC-640A083-0002 |  |  |  |  | No calibration status | 3 - Not affecting quality equipment |  |  |  | Electricité | 0/20 V;0/38 A | Approach device | [9 empty] | FALSE |  | Stabilized power supply
3708 | CSCR0529_Stabilized power supply | Stabilized power supply | CSCR0529 |  | No |  |  | Y.SKOCZEK | Y.SKOCZEK | LABORATOIRE DEVELOPPEMENT / SCR / PVC-SCR-04 |  |  | Y.SKOCZEK | No | [15 empty] | LOC-640A083--0003 |  |  |  |  | No calibration status | 3 - Not affecting quality equipment |  |  |  | Electricité | 0/20 V;0/38 A | Approach device | [9 empty] | FALSE |  | Stabilized power supply
3709 | CSCR0530_Stabilized power supply | Stabilized power supply | CSCR0530 |  | No |  |  | Y.SKOCZEK | Y.SKOCZEK | LABORATOIRE DEVELOPPEMENT / SCR / PVC-SCR-04 |  |  | Y.SKOCZEK | No | [15 empty] | LOC-643A268-0002 |  |  |  |  | No calibration status | 3 - Not affecting quality equipment |  |  |  | Electricité | 0/20 V;0/38 A | Approach device | [9 empty] | FALSE |  | Stabilized power supply
3710 | CSCR0531_Stabilized power supply | Stabilized power supply | CSCR0531 |  | No |  |  | Y.SKOCZEK | Y.SKOCZEK | LABORATOIRE DEVELOPPEMENT / SCR / PVC-SCR-04 |  |  | Y.SKOCZEK | No | [15 empty] | LOC-643A268--0004 |  |  |  |  | No calibration status | 3 - Not affecting quality equipment |  |  |  | Electricité | 0/20 V;0/38 A | Approach device | [9 empty] | FALSE |  | Stabilized power supply
3711 | CSCR0532_Stabilized power supply | Stabilized power supply | CSCR0532 |  | No |  |  | Y.SKOCZEK | Y.SKOCZEK | LABORATOIRE DEVELOPPEMENT / SCR / PVC-SCR-04 |  |  | Y.SKOCZEK | No | [15 empty] | LOC-640A083-0005 |  |  |  |  | No calibration status | 3 - Not affecting quality equipment |  |  |  | Electricité | 0/20 V;0/38 A | Approach device | [9 empty] | FALSE |  | Stabilized power supply
3712 | CSCR0533_Stabilized power supply | Stabilized power supply | CSCR0533 |  | No |  |  | Y.SKOCZEK | Y.SKOCZEK | LABORATOIRE DEVELOPPEMENT / SCR / PVC-SCR-04 |  |  | Y.SKOCZEK | No | [15 empty] | LOC-641A132-0004 |  |  |  |  | No calibration status | 3 - Not affecting quality equipment |  |  |  | Electricité | 0/20 V;0/38 A | Approach device | [9 empty] | FALSE |  | Stabilized power supply
3713 | CSCR0534_CANcase | CANcase | CSCR0534 |  | No |  |  | Y.SKOCZEK | Y.SKOCZEK | Armoire A-SCR-02 |  |  | Y.SKOCZEK | No | [14 empty] | CANcaseXL | 007129-071619 |  |  |  |  | No calibration status | 3 - Not affecting quality equipment |  |  |  | / | ( | Approach device | [9 empty] | FALSE |  | CANcase
3714 | CSCR0535_Pressure sensor | Pressure sensor | CSCR0535 |  | No |  |  | Y.SKOCZEK | Y.SKOCZEK | LABORATOIRE DEVELOPPEMENT / SCR / B.GAZAUD |  |  | Y.SKOCZEK | No | [15 empty] | 2626861 | [5 empty] | 1 - Product quality and specific measurement equipment |  |  |  | Pression | Réformé | Réformé | [9 empty] | FALSE |  | Pressure sensor
3715 | CSCR0536_Pressure sensor | Pressure sensor | CSCR0536 |  | No |  |  | Y.SKOCZEK | Y.SKOCZEK | LABORATOIRE DEVELOPPEMENT / SCR / B.GAZAUD |  |  | Y.SKOCZEK | No | [20 empty] | Non-conforme | 1 - Product quality and specific measurement equipment |  |  |  | Pression | Perdu | Perdu | [9 empty] | FALSE |  | Pressure sensor
3716 | CSCR0537_Pressure sensor | Pressure sensor | CSCR0537 |  | No |  |  | Y.SKOCZEK | Y.SKOCZEK | LABORATOIRE DEVELOPPEMENT / SCR / B.GAZAUD |  |  | Y.SKOCZEK | No | [20 empty] | Non-conforme | 1 - Product quality and specific measurement equipment |  |  |  | Pression | Perdu | Perdu | [9 empty] | FALSE |  | Pressure sensor
3717 | CSCR0538_Ruler | Ruler | CSCR0538 |  | No |  |  | Y.SKOCZEK | Y.SKOCZEK | LABORATOIRE DEVELOPPEMENT / SCR / A-SCR-01 |  |  | Y.SKOCZEK | No | [20 empty] | Conform | 1 - Product quality and specific measurement equipment | 06/09/2026 00:00:00 |  |  | Dimensionnel | 0/1000 mm | ±0,5 mm | [9 empty] | FALSE |  | Ruler |  |  | 06/09/2016 00:00:00 |  | 3720
3718 | CSCR0539_Thermocouple [K] | Thermocouple [K] | CSCR0539 |  | No | Temperature sensor |  | Y.SKOCZEK | Y.SKOCZEK | LABORATOIRE DEVELOPPEMENT / SCR / A-SCR-01 |  |  | Y.SKOCZEK | No | [15 empty] | 90662-1 | [5 empty] | 1 - Product quality and specific measurement equipment |  |  |  | Température | Réformé | Réformé | [6 empty] | Temperature sensor |  |  | FALSE |  | Thermocouple [K]
3719 | CSCR0540_Thermocouple [K] | Thermocouple [K] | CSCR0540 |  | No | Temperature sensor |  | Y.SKOCZEK | Y.SKOCZEK | LABORATOIRE DEVELOPPEMENT / SCR / A-SCR-01 |  |  | Y.SKOCZEK | No | [20 empty] | Conform | 1 - Product quality and specific measurement equipment | 08/09/2023 10:36:23 |  |  | Température | -40/+100 °C | ±2 °C | [6 empty] | Temperature sensor |  |  | FALSE |  | Thermocouple [K] |  |  | 08/09/2021 10:36:23 |  | 744
3720 | CSCR0541_Thermocouple [K] | Thermocouple [K] | CSCR0541 |  | No | Temperature sensor |  | Y.SKOCZEK | Y.SKOCZEK | LABORATOIRE DEVELOPPEMENT / SCR / A-SCR-01 |  |  | Y.SKOCZEK | No | [20 empty] | Conform | 1 - Product quality and specific measurement equipment | 16/02/2023 00:00:00 |  |  | Température | -40/+100 °C | ±2 °C | [6 empty] | Temperature sensor |  |  | FALSE |  | Thermocouple [K] |  |  | 16/02/2021 00:00:00 |  | 744
3721 | CSCR0542_Thermocouple [K] | Thermocouple [K] | CSCR0542 |  | No | Temperature sensor |  | Y.SKOCZEK | Y.SKOCZEK | LABORATOIRE DEVELOPPEMENT / SCR / A-SCR-01 |  |  | Y.SKOCZEK | No | [20 empty] | Non-conforme | 1 - Product quality and specific measurement equipment |  |  |  | Température | Perdu | Perdu | [6 empty] | Temperature sensor |  |  | FALSE |  | Thermocouple [K]
3722 | CSCR0543_Thermocouple [K] | Thermocouple [K] | CSCR0543 |  | No | Temperature sensor |  | Y.SKOCZEK | Y.SKOCZEK | LABORATOIRE DEVELOPPEMENT / SCR / A-SCR-01 |  |  | Y.SKOCZEK | No | [21 empty] | 1 - Product quality and specific measurement equipment |  |  |  | Température | -40/+100 °C | ±2 °C | [6 empty] | Temperature sensor |  |  | FALSE |  | Thermocouple [K]
3723 | CSCR0544_Thermocouple [K] | Thermocouple [K] | CSCR0544 |  | No | Temperature sensor |  | Y.SKOCZEK | Y.SKOCZEK | LABORATOIRE DEVELOPPEMENT / SCR / A-SCR-01 |  |  | Y.SKOCZEK | No | [20 empty] | Non-conforme | 1 - Product quality and specific measurement equipment |  |  |  | Température | -40/+100 °C | ±2 °C | [6 empty] | Temperature sensor |  |  | FALSE |  | Thermocouple [K]
3724 | CSCR0545_Thermocouple [K] | Thermocouple [K] | CSCR0545 |  | No | Temperature sensor |  | Y.SKOCZEK | Y.SKOCZEK | LABORATOIRE DEVELOPPEMENT / FEP / FEP-0330 |  |  | Y.SKOCZEK | No | [20 empty] | Conform | 1 - Product quality and specific measurement equipment | 26/09/2024 16:20:08 |  |  | Température | -40/+100 °C | ±2 °C | [6 empty] | Temperature sensor |  |  | FALSE |  | Thermocouple [K] |  |  | 26/09/2022 16:20:08 |  | 744
3725 | CSCR0546_Thermocouple [K] | Thermocouple [K] | CSCR0546 |  | No | Temperature sensor |  | Y.SKOCZEK | Y.SKOCZEK | LABORATOIRE DEVELOPPEMENT / SCR / A-SCR-01 |  |  | Y.SKOCZEK | No | [21 empty] | 1 - Product quality and specific measurement equipment |  |  |  | Température | Réformé | Réformé | [6 empty] | Temperature sensor |  |  | FALSE |  | Thermocouple [K]
3726 | CSCR0547_Thermocouple [K] | Thermocouple [K] | CSCR0547 |  | No | Temperature sensor |  | Y.SKOCZEK | Y.SKOCZEK | LABORATOIRE DEVELOPPEMENT / SCR / A-SCR-01 |  |  | Y.SKOCZEK | No | [20 empty] | No calibration status | 3 - Not affecting quality equipment |  |  |  | Température | -40/+100 °C | Approach device | [6 empty] | Temperature sensor |  |  | FALSE |  | Thermocouple [K]
3727 | CSCR0548_Thermocouple [K] | Thermocouple [K] | CSCR0548 |  | No | Temperature sensor |  | Y.SKOCZEK | Y.SKOCZEK | LABORATOIRE DEVELOPPEMENT / SCR / A-SCR-01 |  |  | Y.SKOCZEK | No | [21 empty] | 1 - Product quality and specific measurement equipment |  |  |  | Température | Réformé | Réformé | [6 empty] | Temperature sensor |  |  | FALSE |  | Thermocouple [K]
3728 | CSCR0549_Thermocouple [K] | Thermocouple [K] | CSCR0549 |  | No | Temperature sensor |  | Y.SKOCZEK | Y.SKOCZEK | LABORATOIRE DEVELOPPEMENT / SCR / A-SCR-01 |  |  | Y.SKOCZEK | No | [21 empty] | 1 - Product quality and specific measurement equipment |  |  |  | Température | Réformé | Réformé | [6 empty] | Temperature sensor |  |  | FALSE |  | Thermocouple [K]
3729 | CSCR0550_Thermocouple [K] | Thermocouple [K] | CSCR0550 |  | No | Temperature sensor |  | Y.SKOCZEK | Y.SKOCZEK | LABORATOIRE DEVELOPPEMENT / SCR / A-SCR-01 |  |  | Y.SKOCZEK | No | [21 empty] | 1 - Product quality and specific measurement equipment |  |  |  | Température | Réformé | Réformé | [6 empty] | Temperature sensor |  |  | FALSE |  | Thermocouple [K]
3730 | CSCR0551_Thermocouple [K] | Thermocouple [K] | CSCR0551 |  | No | Temperature sensor |  | Y.SKOCZEK | Y.SKOCZEK | LABORATOIRE DEVELOPPEMENT / SCR / A-SCR-01 |  |  | Y.SKOCZEK | No | [21 empty] | 1 - Product quality and specific measurement equipment |  |  |  | Température | -40/+100 °C | ±2 °C | [6 empty] | Temperature sensor |  |  | FALSE |  | Thermocouple [K]
3731 | CSCR0552_Thermocouple [K] | Thermocouple [K] | CSCR0552 |  | No | Temperature sensor |  | Y.SKOCZEK | Y.SKOCZEK | LABORATOIRE DEVELOPPEMENT / SCR / A-SCR-01 |  |  | Y.SKOCZEK | No | [20 empty] | Conform | 1 - Product quality and specific measurement equipment | 06/09/2024 14:21:41 |  |  | Température | -40/+100 °C | ±2 °C | [6 empty] | Temperature sensor |  |  | FALSE |  | Thermocouple [K] |  |  | 06/09/2022 14:21:41 |  | 744
3732 | CSCR0553_Thermocouple [K] | Thermocouple [K] | CSCR0553 |  | No | Temperature sensor |  | Y.SKOCZEK | Y.SKOCZEK | LABORATOIRE DEVELOPPEMENT / SCR / A-SCR-01 |  |  | Y.SKOCZEK | No | [20 empty] | Non-conforme | 1 - Product quality and specific measurement equipment |  |  |  | Température | -40/+100 °C | ±2 °C | [6 empty] | Temperature sensor |  |  | FALSE |  | Thermocouple [K]
3733 | CSCR0554_Thermocouple [K] | Thermocouple [K] | CSCR0554 |  | No | Temperature sensor |  | Y.SKOCZEK | Y.SKOCZEK | LABORATOIRE DEVELOPPEMENT / SCR / A-SCR-01 |  |  | Y.SKOCZEK | No | [20 empty] | Non-conforme | 1 - Product quality and specific measurement equipment |  |  |  | Température | -40/+100 °C | ±2 °C | [6 empty] | Temperature sensor |  |  | FALSE |  | Thermocouple [K]
3734 | CSCR0555_Thermocouple [K] | Thermocouple [K] | CSCR0555 |  | No | Temperature sensor |  | Y.SKOCZEK | Y.SKOCZEK | LABORATOIRE DEVELOPPEMENT / SCR / A-SCR-01 |  |  | Y.SKOCZEK | No | [21 empty] | 1 - Product quality and specific measurement equipment |  |  |  | Température | Réformé | Réformé | [6 empty] | Temperature sensor |  |  | FALSE |  | Thermocouple [K]
3735 | CSCR0556_Thermocouple [K] | Thermocouple [K] | CSCR0556 |  | No | Temperature sensor |  | Y.SKOCZEK | Y.SKOCZEK | LABORATOIRE DEVELOPPEMENT / SCR / A-SCR-01 |  |  | Y.SKOCZEK | No | [21 empty] | 1 - Product quality and specific measurement equipment |  |  |  | Température | Réformé | Réformé | [6 empty] | Temperature sensor |  |  | FALSE |  | Thermocouple [K]
3736 | CSCR0557_Clampmeter | Clampmeter | CSCR0557 |  | No |  |  | M.MERCIER | M.MERCIER | LABORATOIRE DEVELOPPEMENT / MAG / Moyen |  |  | M.MERCIER | No | [20 empty] | No calibration status | 3 - Not affecting quality equipment |  |  |  | Electricité | 0,1/20 A | Approach device | [9 empty] | FALSE |  | Clampmeter
3737 | CSCR0558_Thermocouple [K] | Thermocouple [K] | CSCR0558 |  | No | Temperature sensor |  | Y.SKOCZEK | Y.SKOCZEK | LABORATOIRE DEVELOPPEMENT / SCR / A-SCR-01 |  |  | Y.SKOCZEK | No | [21 empty] | 1 - Product quality and specific measurement equipment |  |  |  | Température | -40/+100 °C | ±2 °C | [6 empty] | Temperature sensor |  |  | FALSE |  | Thermocouple [K]
3738 | CSCR0559_Stabilized power supply | Stabilized power supply | CSCR0559 |  | No |  |  | Y.SKOCZEK | Y.SKOCZEK | LABORATOIRE DEVELOPPEMENT / SCR / PPM-SCR-24 |  |  | Y.SKOCZEK | No | [15 empty] | LOC-703A338-0009 |  |  |  |  | No calibration status | 3 - Not affecting quality equipment |  |  |  | Electricité | 0/20 V;0/38 A | Approach device | [9 empty] | FALSE |  | Stabilized power supply
3739 | CSCR0560_Stabilized power supply | Stabilized power supply | CSCR0560 |  | No |  |  | Y.SKOCZEK | Y.SKOCZEK | LABORATOIRE DEVELOPPEMENT / SCR / PPM-SCR-24 |  |  | Y.SKOCZEK | No | [15 empty] | LOC-703A338-0008 |  |  |  |  | No calibration status | 3 - Not affecting quality equipment |  |  |  | Electricité | 0/20 V;0/38 A | Approach device | [9 empty] | FALSE |  | Stabilized power supply
3740 | CSCR0561_Stabilized power supply | Stabilized power supply | CSCR0561 |  | No |  |  | Y.SKOCZEK | Y.SKOCZEK | LABORATOIRE DEVELOPPEMENT / SCR / PPM-SCR-24 |  |  | Y.SKOCZEK | No | [15 empty] | LOC-705A232-0019 |  |  |  |  | No calibration status | 3 - Not affecting quality equipment |  |  |  | Electricité | 0/20 V;0/38 A | Approach device | [9 empty] | FALSE |  | Stabilized power supply
3741 | CSCR0562_Stabilized power supply | Stabilized power supply | CSCR0562 |  | No |  |  | Y.SKOCZEK | Y.SKOCZEK | LABORATOIRE DEVELOPPEMENT / SCR / PPM-SCR-24 |  |  | Y.SKOCZEK | No | [15 empty] | LOC-705A232-0006 |  |  |  |  | No calibration status | 3 - Not affecting quality equipment |  |  |  | Electricité | 0/20 V;0/38 A | Approach device | [9 empty] | FALSE |  | Stabilized power supply
3742 | CSCR0563_Stabilized power supply | Stabilized power supply | CSCR0563 |  | No |  |  | Y.SKOCZEK | Y.SKOCZEK | LABORATOIRE DEVELOPPEMENT / SCR / PPM-SCR-24 |  |  | Y.SKOCZEK | No | [15 empty] | LOC-705A232-0020 |  |  |  |  | No calibration status | 3 - Not affecting quality equipment |  |  |  | Electricité | 0/20 V;0/38 A | Approach device | [9 empty] | FALSE |  | Stabilized power supply
3743 | CSCR0564_Stabilized power supply | Stabilized power supply | CSCR0564 |  | No |  |  | Y.SKOCZEK | Y.SKOCZEK | LABORATOIRE DEVELOPPEMENT / SCR / PPM-SCR-24 |  |  | Y.SKOCZEK | No | [15 empty] | LOC-705A0232-0011 |  |  |  |  | No calibration status | 3 - Not affecting quality equipment |  |  |  | Electricité | 0/20 V;0/38 A | Approach device | [9 empty] | FALSE |  | Stabilized power supply
3744 | CSCR0565_Stabilized power supply | Stabilized power supply | CSCR0565 |  | No |  |  | Y.SKOCZEK | Y.SKOCZEK | LABORATOIRE DEVELOPPEMENT / SCR / PPM-SCR-25 |  |  | Y.SKOCZEK | No | [15 empty] | LOC-705A338-001 |  |  |  |  | No calibration status | 3 - Not affecting quality equipment |  |  |  | Electricité | 0/20 V;0/38 A | Approach device | [9 empty] | FALSE |  | Stabilized power supply
3745 | CSCR0566_Stabilized power supply | Stabilized power supply | CSCR0566 |  | No |  |  | Y.SKOCZEK | Y.SKOCZEK | LABORATOIRE DEVELOPPEMENT / SCR / PPM-SCR-25 |  |  | Y.SKOCZEK | No | [15 empty] | LOC-705A232-0016 |  |  |  |  | No calibration status | 3 - Not affecting quality equipment |  |  |  | Electricité | 0/20 V;0/38 A | Approach device | [9 empty] | FALSE |  | Stabilized power supply
3746 | CSCR0567_Stabilized power supply | Stabilized power supply | CSCR0567 |  | No |  |  | Y.SKOCZEK | Y.SKOCZEK | LABORATOIRE DEVELOPPEMENT / SCR / PPM-SCR-25 |  |  | Y.SKOCZEK | No | [15 empty] | LOC-705A232-0001 |  |  |  |  | No calibration status | 3 - Not affecting quality equipment |  |  |  | Electricité | 0/20 V;0/38 A | Approach device | [9 empty] | FALSE |  | Stabilized power supply
3747 | CSCR0568_Stabilized power supply | Stabilized power supply | CSCR0568 |  | No |  |  | Y.SKOCZEK | Y.SKOCZEK | LABORATOIRE DEVELOPPEMENT / SCR / PPM-SCR-25 |  |  | Y.SKOCZEK | No | [15 empty] | LOC-705A232-0018 |  |  |  |  | No calibration status | 3 - Not affecting quality equipment |  |  |  | Electricité | 0/20 V;0/38 A | Approach device | [9 empty] | FALSE |  | Stabilized power supply
3748 | CSCR0569_Stabilized power supply | Stabilized power supply | CSCR0569 |  | No |  |  | Y.SKOCZEK | Y.SKOCZEK | LABORATOIRE DEVELOPPEMENT / SCR / PPM-SCR-25 |  |  | Y.SKOCZEK | No | [15 empty] | LOC-705A232-0015 |  |  |  |  | No calibration status | 3 - Not affecting quality equipment |  |  |  | Electricité | 0/20 V;0/38 A | Approach device | [9 empty] | FALSE |  | Stabilized power supply
3749 | CSCR0570_Stabilized power supply | Stabilized power supply | CSCR0570 |  | No |  |  | Y.SKOCZEK | Y.SKOCZEK | LABORATOIRE DEVELOPPEMENT / SCR / PPM-SCR-25 |  |  | Y.SKOCZEK | No | [15 empty] | LOC-705A232-0010 |  |  |  |  | No calibration status | 3 - Not affecting quality equipment |  |  |  | Electricité | 0/20 V;0/38 A | Approach device | [9 empty] | FALSE |  | Stabilized power supply
3750 | CSCR0571_Clampmeter | Clampmeter | CSCR0571 |  | No |  |  | Y.SKOCZEK | Y.SKOCZEK | LABORATOIRE DEVELOPPEMENT / SCR / SCR-052 ADM BENCH |  |  | Y.SKOCZEK | No | [15 empty] | 3476117 |  |  |  |  | Out of date | 1 - Product quality and specific measurement equipment | 22/12/2022 00:00:00 |  |  | Electricité | 0,2/5 A | ±0,05 A | [9 empty] | FALSE |  | Clampmeter |  |  | 22/12/2020 00:00:00 |  | 744
3751 | CSCR0572_AC Current clamp | AC Current clamp | CSCR0572 |  | No |  |  | Y.SKOCZEK | Y.SKOCZEK | Armoire A-SCR-02 |  |  | Y.SKOCZEK | No | [14 empty] | i5s | 3476116 |  |  |  |  | Conform | 1 - Product quality and specific measurement equipment | 23/02/2023 00:00:00 |  |  | Electricité | 0,2/5 A | ±0,05 A | [9 empty] | FALSE |  | AC Current clamp |  |  | 23/02/2021 00:00:00 |  | 744
3752 | CSCR0573_AC Current clamp | AC Current clamp | CSCR0573 |  | No |  |  | Y.SKOCZEK | Y.SKOCZEK | Armoire A-SCR-02 |  |  | Y.SKOCZEK | No | [14 empty] | i5s | 3476115 |  |  |  |  | Conform | 1 - Product quality and specific measurement equipment | 23/02/2023 00:00:00 |  |  | Electricité | 0,2/5 A | ±0,05 A | [9 empty] | FALSE |  | AC Current clamp |  |  | 23/02/2021 00:00:00 |  | 744
3753 | CSCR0574_Refractometer | Refractometer | CSCR0574 |  | No |  |  | Y.SKOCZEK | Y.SKOCZEK | LABORATOIRE DEVELOPPEMENT / SCR |  |  | Y.SKOCZEK | No | [15 empty] | L217602 | [5 empty] | 1 - Product quality and specific measurement equipment |  |  |  | Chimie | 0/55 % | ±0,3 % | [9 empty] | FALSE |  | Refractometer
3754 | CSCR0575_VN1640 | VN1640 | CSCR0575 |  | No |  |  | Y.SKOCZEK | Y.SKOCZEK | LABORATOIRE DEVELOPPEMENT / SCR |  |  | Y.SKOCZEK | No | [15 empty] | 007113-506614 |  |  |  |  | No calibration status | 3 - Not affecting quality equipment |  |  |  | / | ( | Approach device | [9 empty] | FALSE |  | VN1640
3755 | CSCR0576_Thermocouple [K] | Thermocouple [K] | CSCR0576 |  | No | Temperature sensor |  | Y.SKOCZEK | Y.SKOCZEK | LABORATOIRE DEVELOPPEMENT / SCR / A-SCR-01 |  |  | Y.SKOCZEK | No | [21 empty] | 1 - Product quality and specific measurement equipment |  |  |  | Température | -40/+100 °C | ±2 °C | [6 empty] | Temperature sensor |  |  | FALSE |  | Thermocouple [K]
3756 | CSCR0577_Thermocouple [K] | Thermocouple [K] | CSCR0577 |  | No | Temperature sensor |  | Y.SKOCZEK | Y.SKOCZEK | LABORATOIRE DEVELOPPEMENT / SCR / SCR-010 GAUGING BENCH |  |  | Y.SKOCZEK | No | [21 empty] | 1 - Product quality and specific measurement equipment |  |  |  | Température | -40/+100 °C | ±2 °C | [6 empty] | Temperature sensor |  |  | FALSE |  | Thermocouple [K]
3757 | CSCR0578_Thermocouple [K] | Thermocouple [K] | CSCR0578 |  | No | Temperature sensor |  | Y.SKOCZEK | Y.SKOCZEK | LABORATOIRE DEVELOPPEMENT / SCR / A-SCR-01 |  |  | Y.SKOCZEK | No | [21 empty] | 1 - Product quality and specific measurement equipment |  |  |  | Température | Réformé | Réformé | [6 empty] | Temperature sensor |  |  | FALSE |  | Thermocouple [K]
3758 | CSCR0579_Thermocouple [K] | Thermocouple [K] | CSCR0579 |  | No | Temperature sensor |  | Y.SKOCZEK | Y.SKOCZEK | LABORATOIRE DEVELOPPEMENT / SCR / A-SCR-01 |  |  | Y.SKOCZEK | No | [21 empty] | 1 - Product quality and specific measurement equipment |  |  |  | Température | Réformé | Réformé | [6 empty] | Temperature sensor |  |  | FALSE |  | Thermocouple [K]
3759 | CSCR0580_VN1640 | VN1640 | CSCR0580 |  | No |  |  | Y.SKOCZEK | Y.SKOCZEK | LABORATOIRE DEVELOPPEMENT / SCR |  |  | Y.SKOCZEK | No | [15 empty] | 007113-506608 |  |  |  |  | No calibration status | 3 - Not affecting quality equipment |  |  |  | / | ( | Approach device | [9 empty] | FALSE |  | VN1640
3760 | CSCR0581_Scale | Scale | CSCR0581 |  | No |  |  | Y.SKOCZEK | Y.SKOCZEK | Armoire A-SCR-02 |  |  | Y.SKOCZEK | No | [14 empty] | T51P | [5 empty] | Conform | 1 - Product quality and specific measurement equipment | 04/10/2024 13:57:46 |  |  | Masse | 0/15 kg | ±10 g | [9 empty] | FALSE |  | Scale |  |  | 04/10/2022 13:57:46 |  | 744
3761 | CSCR0582_Scale | Scale | CSCR0582 |  | No |  |  | K.TALEB | K.TALEB | METROLOGIE / QUA / Zone calibration |  |  | K.TALEB | No | [14 empty] | SIGNUM 1 | [5 empty] | Conform | 1 - Product quality and specific measurement equipment | 25/07/2024 00:00:00 |  |  | Masse | 0/7 kg | ±1% | [9 empty] | FALSE |  | Scale |  |  | 25/07/2022 00:00:00 |  | 744
3762 | CSCR0583_Scale | Scale | CSCR0583 |  | No |  |  | Y.SKOCZEK | Y.SKOCZEK | LABORATOIRE DEVELOPPEMENT / SCR / Container Area |  |  | Y.SKOCZEK | No | [14 empty] | SIGNUM 1 | [5 empty] | Conform | 1 - Product quality and specific measurement equipment | 21/07/2024 15:46:02 |  |  | Masse | 0/7 kg | ±0,1 g | [9 empty] | FALSE |  | Scale |  |  | 21/07/2022 15:46:02 |  | 744
3763 | CSCR0584_Height gauge | Height gauge | CSCR0584 |  | No |  |  | Y.SKOCZEK | Y.SKOCZEK | LABORATOIRE DEVELOPPEMENT / SCR / Armoire |  |  | Y.SKOCZEK | No | [21 empty] | 1 - Product quality and specific measurement equipment |  |  |  | Dimensionnel | Réformé | Réformé | [9 empty] | FALSE |  | Height gauge
3764 | CSCR0585_Pressure sensor | Pressure sensor | CSCR0585 |  | No |  |  | Y.SKOCZEK | Y.SKOCZEK | Armoire A-SCR-02 |  |  | Y.SKOCZEK | No | [20 empty] | Non-conforme | 3 - Not affecting quality equipment |  |  |  | Pression | Perdu | Perdu | [9 empty] | FALSE |  | Pressure sensor
3765 | CSCR0586_Pressure sensor | Pressure sensor | CSCR0586 |  | No |  |  | Y.SKOCZEK | Y.SKOCZEK | LABORATOIRE DEVELOPPEMENT / SCR / Perdu |  |  | Y.SKOCZEK | No | [20 empty] | No calibration status | 3 - Not affecting quality equipment |  |  |  | Pression | Approach device | Approach device | [9 empty] | FALSE |  | Pressure sensor
3766 | CSCR0587_Micro-ohmmeter | Micro-ohmmeter | CSCR0587 |  | No |  |  | Y.SKOCZEK | Y.SKOCZEK | LABORATOIRE DEVELOPPEMENT / SCR / A-SCR-05 |  |  | Y.SKOCZEK | No | [15 empty] | 27H-0519 |  |  |  |  | Conform | 1 - Product quality and specific measurement equipment | 12/03/2023 00:00:00 |  |  | Electricité | To be defined | To be defined | [9 empty] | FALSE |  | Micro-ohmmeter |  |  | 12/03/2021 00:00:00 |  | 744
3767 | CSCR0588_Thermocouple [T] | Thermocouple [T] | CSCR0588 |  | No | Temperature sensor |  | Y.SKOCZEK | Y.SKOCZEK | LABORATOIRE DEVELOPPEMENT / SCR / A-SCR-01 |  |  | Y.SKOCZEK | No | [21 empty] | 1 - Product quality and specific measurement equipment |  |  |  | Température | -40/+150 °C | ±1 °C | [6 empty] | Temperature sensor |  |  | FALSE |  | Thermocouple [T]
3768 | CSCR0589_Thermocouple [T] | Thermocouple [T] | CSCR0589 |  | No | Temperature sensor |  | Y.SKOCZEK | Y.SKOCZEK | LABORATOIRE DEVELOPPEMENT / SCR / A-SCR-01 |  |  | Y.SKOCZEK | No | [21 empty] | 1 - Product quality and specific measurement equipment |  |  |  | Température | -40/+100 °C | ±1 °C | [6 empty] | Temperature sensor |  |  | FALSE |  | Thermocouple [T]
3769 | CSCR0590_Thermocouple [T] | Thermocouple [T] | CSCR0590 |  | No | Temperature sensor |  | Y.SKOCZEK | Y.SKOCZEK | LABORATOIRE DEVELOPPEMENT / SCR / A-SCR-01 |  |  | Y.SKOCZEK | No | [20 empty] | Non-conforme | 1 - Product quality and specific measurement equipment |  |  |  | Température | -40/+100 °C | ±1 °C | [6 empty] | Temperature sensor |  |  | FALSE |  | Thermocouple [T]
3770 | CSCR0591_Thermocouple [T] | Thermocouple [T] | CSCR0591 |  | No | Temperature sensor |  | Y.SKOCZEK | Y.SKOCZEK | LABORATOIRE DEVELOPPEMENT / SCR / A-SCR-01 |  |  | Y.SKOCZEK | No | [20 empty] | Non-conforme | 1 - Product quality and specific measurement equipment |  |  |  | Température | Perdu | Perdu | [6 empty] | Temperature sensor |  |  | FALSE |  | Thermocouple [T]
3771 | CSCR0592_Thermocouple [T] | Thermocouple [T] | CSCR0592 |  | No | Temperature sensor |  | Y.SKOCZEK | Y.SKOCZEK | LABORATOIRE DEVELOPPEMENT / SCR / A-SCR-01 |  |  | Y.SKOCZEK | No | [21 empty] | 1 - Product quality and specific measurement equipment |  |  |  | Température | -40/+100 °C | ±1 °C | [6 empty] | Temperature sensor |  |  | FALSE |  | Thermocouple [T]
3772 | CSCR0593_Thermocouple [T] | Thermocouple [T] | CSCR0593 |  | No | Temperature sensor |  | Y.SKOCZEK | Y.SKOCZEK | LABORATOIRE DEVELOPPEMENT / SCR / METROLOGY AREA |  |  | Y.SKOCZEK | No | [21 empty] | 1 - Product quality and specific measurement equipment |  |  |  | Température | -40/+100 °C | ±1 °C | [6 empty] | Temperature sensor |  |  | FALSE |  | Thermocouple [T]
3773 | CSCR0594_Thermocouple [T] | Thermocouple [T] | CSCR0594 |  | No | Temperature sensor |  | Y.SKOCZEK | Y.SKOCZEK | LABORATOIRE DEVELOPPEMENT / SCR / A-SCR-01 |  |  | Y.SKOCZEK | No | [20 empty] | Non-conforme | 1 - Product quality and specific measurement equipment |  |  |  | Température | -40/+100 °C | ±1 °C | [6 empty] | Temperature sensor |  |  | FALSE |  | Thermocouple [T]
3774 | CSCR0595_Thermocouple [T] | Thermocouple [T] | CSCR0595 |  | No | Temperature sensor |  | Y.SKOCZEK | Y.SKOCZEK | LABORATOIRE DEVELOPPEMENT / SCR / A-SCR-01 |  |  | Y.SKOCZEK | No | [21 empty] | 1 - Product quality and specific measurement equipment |  |  |  | Température | -40/+100 °C | ±1 °C | [6 empty] | Temperature sensor |  |  | FALSE |  | Thermocouple [T]
3775 | CSCR0596_Thermocouple [T] | Thermocouple [T] | CSCR0596 |  | No | Temperature sensor |  | Y.SKOCZEK | Y.SKOCZEK | LABORATOIRE DEVELOPPEMENT / SCR / A-SCR-01 |  |  | Y.SKOCZEK | No | [21 empty] | 1 - Product quality and specific measurement equipment |  |  |  | Température | Réformé | Réformé | [6 empty] | Temperature sensor |  |  | FALSE |  | Thermocouple [T]
3776 | CSCR0597_Thermocouple [T] | Thermocouple [T] | CSCR0597 |  | No | Temperature sensor |  | Y.SKOCZEK | Y.SKOCZEK | LABORATOIRE DEVELOPPEMENT / SCR / A-SCR-01 |  |  | Y.SKOCZEK | No | [20 empty] | Non-conforme | 1 - Product quality and specific measurement equipment |  |  |  | Température | Perdu | Perdu | [6 empty] | Temperature sensor |  |  | FALSE |  | Thermocouple [T]
3777 | CSCR0598_Thermocouple [T] | Thermocouple [T] | CSCR0598 |  | No | Temperature sensor |  | Y.SKOCZEK | Y.SKOCZEK | LABORATOIRE DEVELOPPEMENT / SCR / METROLOGY AREA |  |  | Y.SKOCZEK | No | [21 empty] | 1 - Product quality and specific measurement equipment |  |  |  | Température | -40/+100 °C | ±1 °C | [6 empty] | Temperature sensor |  |  | FALSE |  | Thermocouple [T]
3778 | CSCR0599_Thermocouple [T] | Thermocouple [T] | CSCR0599 |  | No | Temperature sensor |  | Y.SKOCZEK | Y.SKOCZEK | LABORATOIRE DEVELOPPEMENT / SCR / METROLOGY AREA |  |  | Y.SKOCZEK | No | [21 empty] | 1 - Product quality and specific measurement equipment |  |  |  | Température | -40/+150 °C | ±1 °C | [6 empty] | Temperature sensor |  |  | FALSE |  | Thermocouple [T]
3779 | CSCR0600_Thermocouple [T] | Thermocouple [T] | CSCR0600 |  | No | Temperature sensor |  | Y.SKOCZEK | Y.SKOCZEK | LABORATOIRE DEVELOPPEMENT / SCR / METROLOGY AREA |  |  | Y.SKOCZEK | No | [21 empty] | 1 - Product quality and specific measurement equipment |  |  |  | Température | -40/+150 °C | ±1 °C | [6 empty] | Temperature sensor |  |  | FALSE |  | Thermocouple [T]
3780 | CSCR0601_Thermocouple [T] | Thermocouple [T] | CSCR0601 |  | No | Temperature sensor |  | Y.SKOCZEK | Y.SKOCZEK | LABORATOIRE DEVELOPPEMENT / SCR / A-SCR-01 |  |  | Y.SKOCZEK | No | [21 empty] | 1 - Product quality and specific measurement equipment |  |  |  | Température | -40/+100 °C | ±1 °C | [6 empty] | Temperature sensor |  |  | FALSE |  | Thermocouple [T]
3781 | CSCR0602_Thermocouple [T] | Thermocouple [T] | CSCR0602 |  | No | Temperature sensor |  | Y.SKOCZEK | Y.SKOCZEK | LABORATOIRE DEVELOPPEMENT / SCR / A-SCR-01 |  |  | Y.SKOCZEK | No | [21 empty] | 1 - Product quality and specific measurement equipment |  |  |  | Température | -40/+150 °C | ±1 °C | [6 empty] | Temperature sensor |  |  | FALSE |  | Thermocouple [T]
3782 | CSCR0603_Thermocouple [T] | Thermocouple [T] | CSCR0603 |  | No | Temperature sensor |  | Y.SKOCZEK | Y.SKOCZEK | LABORATOIRE DEVELOPPEMENT / SCR / A-SCR-01 |  |  | Y.SKOCZEK | No | [20 empty] | Non-conforme | 1 - Product quality and specific measurement equipment |  |  |  | Température | -40/+100 °C | ±1 °C | [6 empty] | Temperature sensor |  |  | FALSE |  | Thermocouple [T]
3783 | CSCR0604_Dual K/J/T/E/N/R/S Thermometer | Dual K/J/T/E/N/R/S Thermometer | CSCR0604 |  | No | Thermometer |  | Y.SKOCZEK | Y.SKOCZEK | Armoire A-SCR-02 |  |  | Y.SKOCZEK | No | [14 empty] | RS 1314-489-3115 | 190601613 |  |  |  |  | Out of date | 1 - Product quality and specific measurement equipment | 22/01/2023 09:34:18 |  |  | Température | -45/+200 °C | ±1 °C Thermocouple T-Type;±1,5 °C Thermocoupe K-Type | [6 empty] | Thermometer |  |  | FALSE |  | Dual K/J/T/E/N/R/S Thermometer |  |  | 22/01/2021 09:34:18 |  | 744
3784 | CSCR0607_Scale | Scale | CSCR0607 |  | No |  |  | Y.SKOCZEK | Y.SKOCZEK | LABORATOIRE DEVELOPPEMENT / SCR / SCR Area |  |  | Y.SKOCZEK | No | [15 empty] | 100468615 |  |  |  |  | Out of date | 1 - Product quality and specific measurement equipment | 12/01/2023 14:40:25 |  |  | Masse | 0/30 kg | ±1 g | [9 empty] | FALSE |  | Scale |  |  | 12/01/2021 14:40:25 |  | 744
3785 | CSCR0608_Scale | Scale | CSCR0608 |  | No |  |  | Y.SKOCZEK | Y.SKOCZEK | LABORATOIRE DEVELOPPEMENT / SCR / Container Area |  |  | Y.SKOCZEK | No | [15 empty] | 100468629 |  |  |  |  | Out of date | 1 - Product quality and specific measurement equipment | 12/01/2023 15:53:36 |  |  | Masse | 0/30 kg | ±1 g | [9 empty] | FALSE |  | Scale |  |  | 12/01/2021 15:53:36 |  | 744
3786 | CSCR0609_Scale | Scale | CSCR0609 |  | No |  |  | Y.SKOCZEK | Y.SKOCZEK | LABORATOIRE DEVELOPPEMENT / SCR / SCR Area |  |  | Y.SKOCZEK | No | [15 empty] | 100468632 |  |  |  |  | Out of date | 1 - Product quality and specific measurement equipment | 12/01/2023 15:09:52 |  |  | Masse | 0/30 kg | ±1 g | [9 empty] | FALSE |  | Scale |  |  | 12/01/2021 15:09:52 |  | 744
3787 | CSCR0610_Scale | Scale | CSCR0610 |  | No |  |  | Y.SKOCZEK | Y.SKOCZEK | LABORATOIRE DEVELOPPEMENT / SCR / SCR Area |  |  | Y.SKOCZEK | No | [15 empty] | / |  |  |  |  | Out of date | 1 - Product quality and specific measurement equipment | 20/01/2023 10:40:58 |  |  | Masse | 0/300 kg | ±20 g | [9 empty] | FALSE |  | Scale |  |  | 20/01/2021 10:40:58 |  | 744
3788 | CSCR0611_Temperature measuring chain | Temperature measuring chain | CSCR0611 |  | No |  |  | Y.SKOCZEK | Y.SKOCZEK | LABORATOIRE DEVELOPPEMENT / SCR / A-SCR-01 |  |  | Y.SKOCZEK | No | [21 empty] | 1 - Product quality and specific measurement equipment |  |  |  | Température | -40/+150 °C | ±1 °C | [9 empty] | FALSE |  | Temperature measuring chain
3789 | CSCR0612_Thermocouple [T] | Thermocouple [T] | CSCR0612 |  | No | Temperature sensor |  | Y.SKOCZEK | Y.SKOCZEK | LABORATOIRE DEVELOPPEMENT / SCR / A-SCR-01 |  |  | Y.SKOCZEK | No | [21 empty] | 1 - Product quality and specific measurement equipment |  |  |  | Température | -40/+150 °C | ±1 °C | [6 empty] | Temperature sensor |  |  | FALSE |  | Thermocouple [T]
3790 | CSCR0613_Thermocouple [T] | Thermocouple [T] | CSCR0613 |  | No | Temperature sensor |  | Y.SKOCZEK | Y.SKOCZEK | LABORATOIRE DEVELOPPEMENT / SCR / A-SCR-01 |  |  | Y.SKOCZEK | No | [15 empty] | / | [5 empty] | 1 - Product quality and specific measurement equipment |  |  |  | Température | -40/+150 °C | ±1 °C | [6 empty] | Temperature sensor |  |  | FALSE |  | Thermocouple [T]
3791 | CSCR0614_Temperature measuring chain | Temperature measuring chain | CSCR0614 |  | No |  |  | Y.SKOCZEK | Y.SKOCZEK | LABORATOIRE DEVELOPPEMENT / SCR / A-SCR-01 |  |  | Y.SKOCZEK | No | [21 empty] | 1 - Product quality and specific measurement equipment |  |  |  | Température | -40/+150 °C | ±1 °C | [9 empty] | FALSE |  | Temperature measuring chain
3792 | CSCR0615_Temperature measuring chain | Temperature measuring chain | CSCR0615 |  | No |  |  | Y.SKOCZEK | Y.SKOCZEK | LABORATOIRE DEVELOPPEMENT / SCR / A-SCR-01 |  |  | Y.SKOCZEK | No | [21 empty] | 1 - Product quality and specific measurement equipment |  |  |  | Température | -40/+150 °C | ±1 °C | [9 empty] | FALSE |  | Temperature measuring chain
3793 | CSCR0616_Temperature measuring chain | Temperature measuring chain | CSCR0616 |  | No |  |  | Y.SKOCZEK | Y.SKOCZEK | LABORATOIRE DEVELOPPEMENT / SCR / A-SCR-01 |  |  | Y.SKOCZEK | No | [20 empty] | Non-conforme | 1 - Product quality and specific measurement equipment |  |  |  | Température | -40/+100 °C | ±1 °C | [9 empty] | FALSE |  | Temperature measuring chain
3794 | CSCR0617_Temperature measuring chain | Temperature measuring chain | CSCR0617 |  | No |  |  | Y.SKOCZEK | Y.SKOCZEK | LABORATOIRE DEVELOPPEMENT / SCR / Banc multiple SCR-118 |  |  | Y.SKOCZEK | No | [21 empty] | 1 - Product quality and specific measurement equipment |  |  |  | Température | -40/+100 °C | ±1 °C | [9 empty] | FALSE |  | Temperature measuring chain
3795 | CSCR0618_Temperature measuring chain | Temperature measuring chain | CSCR0618 |  | No |  |  | Y.SKOCZEK | Y.SKOCZEK | LABORATOIRE DEVELOPPEMENT / SCR / SCR-120 |  |  | Y.SKOCZEK | No | [21 empty] | 1 - Product quality and specific measurement equipment |  |  |  | Température | Réformé | Réformé | [9 empty] | FALSE |  | Temperature measuring chain
3796 | CSCR0619_Temperature measuring chain | Temperature measuring chain | CSCR0619 |  | No |  |  | Y.SKOCZEK | Y.SKOCZEK | LABORATOIRE DEVELOPPEMENT / SCR / A-SCR-01 |  |  | Y.SKOCZEK | No | [21 empty] | 1 - Product quality and specific measurement equipment |  |  |  | Température | -40/+150 °C | ±1 °C | [9 empty] | FALSE |  | Temperature measuring chain
3797 | CSCR0620_Thermocouple [T] | Thermocouple [T] | CSCR0620 |  | No | Temperature sensor |  | Y.SKOCZEK | Y.SKOCZEK | LABORATOIRE DEVELOPPEMENT / SCR / A-SCR-01 |  |  | Y.SKOCZEK | No | [20 empty] | Non-conforme | 1 - Product quality and specific measurement equipment |  |  |  | Température | -40/+150 °C | ±1 °C | [6 empty] | Temperature sensor |  |  | FALSE |  | Thermocouple [T]
3798 | CSCR0621_Temperature measuring chain | Temperature measuring chain | CSCR0621 |  | No |  |  | Y.SKOCZEK | Y.SKOCZEK | LABORATOIRE DEVELOPPEMENT / SCR / A-SCR-01 |  |  | Y.SKOCZEK | No | [20 empty] | Conform | 1 - Product quality and specific measurement equipment | 17/05/2023 10:39:09 |  |  | Température | -40/+150 °C | ±1 °C | [9 empty] | FALSE |  | Temperature measuring chain |  |  | 17/05/2021 10:39:09 |  | 744
3799 | CSCR0622_Temperature measuring chain | Temperature measuring chain | CSCR0622 |  | No |  |  | Y.SKOCZEK | Y.SKOCZEK | LABORATOIRE DEVELOPPEMENT / SCR / SCR-001 |  |  | Y.SKOCZEK | No | [20 empty] | Non-conforme | 1 - Product quality and specific measurement equipment |  |  |  | Température | -40/+100 °C | ±1 °C | [9 empty] | FALSE |  | Temperature measuring chain
3800 | CSCR0623_Temperature measuring chain | Temperature measuring chain | CSCR0623 |  | No |  |  | Y.SKOCZEK | Y.SKOCZEK | LABORATOIRE DEVELOPPEMENT / SCR / PPM-SCR-18 |  |  | Y.SKOCZEK | No | [21 empty] | 1 - Product quality and specific measurement equipment |  |  |  | Température | Perdu | Perdu | [9 empty] | FALSE |  | Temperature measuring chain
3801 | CSCR0624_Temperature measuring chain | Temperature measuring chain | CSCR0624 |  | No |  |  | Y.SKOCZEK | Y.SKOCZEK | LABORATOIRE DEVELOPPEMENT / SCR / Banc multiple SCR-118 |  |  | Y.SKOCZEK | No | [21 empty] | 1 - Product quality and specific measurement equipment |  |  |  | Température | -40/+100 °C | ±1 °C | [9 empty] | FALSE |  | Temperature measuring chain
3802 | CSCR0625_Temperature measuring chain | Temperature measuring chain | CSCR0625 |  | No |  |  | Y.SKOCZEK | Y.SKOCZEK | LABORATOIRE DEVELOPPEMENT / SCR / SCR-120 |  |  | Y.SKOCZEK | No | [21 empty] | 1 - Product quality and specific measurement equipment |  |  |  | Température | Réformé | Réformé | [9 empty] | FALSE |  | Temperature measuring chain
3803 | CSCR0626_Temperature measuring chain | Temperature measuring chain | CSCR0626 |  | No |  |  | Y.SKOCZEK | Y.SKOCZEK | LABORATOIRE DEVELOPPEMENT / SCR / Banc multiple SCR-118 |  |  | Y.SKOCZEK | No | [21 empty] | 1 - Product quality and specific measurement equipment |  |  |  | Température | -40/+100 °C | ±1 °C | [9 empty] | FALSE |  | Temperature measuring chain
3804 | CSCR0627_Temperature measuring chain | Temperature measuring chain | CSCR0627 |  | No |  |  | Y.SKOCZEK | Y.SKOCZEK | LABORATOIRE DEVELOPPEMENT / MET / SCR-202 |  |  | Y.SKOCZEK | No | [20 empty] | Out of date | 1 - Product quality and specific measurement equipment | 02/02/2023 10:28:27 |  |  | Température | -40/+100 °C | ±1 °C | [9 empty] | FALSE |  | Temperature measuring chain |  |  | 02/02/2021 10:28:27 |  | 744
3805 | CSCR0628_Temperature measuring chain | Temperature measuring chain | CSCR0628 |  | No |  |  | Y.SKOCZEK | Y.SKOCZEK | LABORATOIRE DEVELOPPEMENT / MET / SCR-202 |  |  | Y.SKOCZEK | No | [21 empty] | 1 - Product quality and specific measurement equipment |  |  |  | Température | -40/+100 °C | ±1 °C | [9 empty] | FALSE |  | Temperature measuring chain
3806 | CSCR0629_Temperature measuring chain | Temperature measuring chain | CSCR0629 |  | No |  |  | Y.SKOCZEK | Y.SKOCZEK | LABORATOIRE DEVELOPPEMENT / MET / SCR-202 |  |  | Y.SKOCZEK | No | [20 empty] | Out of date | 1 - Product quality and specific measurement equipment | 02/02/2023 10:29:46 |  |  | Température | -40/+100 °C | ±1 °C | [9 empty] | FALSE |  | Temperature measuring chain |  |  | 02/02/2021 10:29:46 |  | 744
3807 | CSCR0630_Temperature measuring chain | Temperature measuring chain | CSCR0630 |  | No |  |  | Y.SKOCZEK | Y.SKOCZEK | LABORATOIRE DEVELOPPEMENT / MET / SCR-202 |  |  | Y.SKOCZEK | No | [21 empty] | 1 - Product quality and specific measurement equipment |  |  |  | Température | -40/+100 °C | ±1 °C | [9 empty] | FALSE |  | Temperature measuring chain
3808 | CSCR0631_Temperature measuring chain | Temperature measuring chain | CSCR0631 |  | No |  |  | Y.SKOCZEK | Y.SKOCZEK | LABORATOIRE DEVELOPPEMENT / MET / SCR-202 |  |  | Y.SKOCZEK | No | [21 empty] | 1 - Product quality and specific measurement equipment |  |  |  | Température | Réformé | Réformé | [9 empty] | FALSE |  | Temperature measuring chain
3809 | CSCR0632_Temperature measuring chain | Temperature measuring chain | CSCR0632 |  | No |  |  | Y.SKOCZEK | Y.SKOCZEK | LABORATOIRE DEVELOPPEMENT / MET / SCR-202 |  |  | Y.SKOCZEK | No | [21 empty] | 1 - Product quality and specific measurement equipment |  |  |  | Température | -40/+100 °C | ±1 °C | [9 empty] | FALSE |  | Temperature measuring chain
3810 | CSCR0633_Temperature measuring chain | Temperature measuring chain | CSCR0633 |  | No |  |  | Y.SKOCZEK | Y.SKOCZEK | LABORATOIRE DEVELOPPEMENT / MET / SCR-202 |  |  | Y.SKOCZEK | No | [21 empty] | 1 - Product quality and specific measurement equipment |  |  |  | Température | -40/+100 °C | ±1 °C | [9 empty] | FALSE |  | Temperature measuring chain
3811 | CSCR0634_Temperature measuring chain | Temperature measuring chain | CSCR0634 |  | No |  |  | Y.SKOCZEK | Y.SKOCZEK | LABORATOIRE DEVELOPPEMENT / MET / SCR-202 |  |  | Y.SKOCZEK | No | [21 empty] | 1 - Product quality and specific measurement equipment |  |  |  | Température | -40/+100 °C | ±1 °C | [9 empty] | FALSE |  | Temperature measuring chain
3812 | CSCR0635_Stabilized power supply | Stabilized power supply | CSCR0635 |  | No |  |  | Y.SKOCZEK | Y.SKOCZEK | LABORATOIRE DEVELOPPEMENT / SCR / to be defined |  |  | Y.SKOCZEK | No | [15 empty] | LOC-724A022-0011 |  |  |  |  | No calibration status | 3 - Not affecting quality equipment |  |  |  | Electricité | 0/20 V;0/38 A | Approach device | [9 empty] | FALSE |  | Stabilized power supply
3813 | CSCR0636_NI CDAQ 9178 | NI CDAQ 9178 | CSCR0636 |  | No |  |  | K.TALEB | K.TALEB | METROLOGIE / QUA / Zone calibration |  |  | K.TALEB | No | [14 empty] | NI CDAQ 9178 | 174BB41 |  |  |  |  | No calibration status | 3 - Not affecting quality equipment |  |  |  | Electricité | 0/5 MHz | Approach device | [9 empty] | FALSE |  | NI CDAQ 9178
3814 | CSCR0637_NI 9481 | NI 9481 | CSCR0637 |  | No | DAQ-Module |  | Y.SKOCZEK | Y.SKOCZEK | Armoire A-SCR-02 |  |  | Y.SKOCZEK | No | [14 empty] | 9481(A)-198863A-01L | 172F62F |  |  |  |  | No calibration status | 3 - Not affecting quality equipment |  |  |  | Electricité | Approach device | Approach device | [6 empty] | DAQ-Module |  |  | FALSE |  | NI 9481
3815 | CSCR0638_NI 9219 | NI 9219 | CSCR0638 |  | No | DAQ-Module |  | Y.SKOCZEK | Y.SKOCZEK | Armoire A-SCR-02 |  |  | Y.SKOCZEK | No | [14 empty] | 9219-198848A-01L | 1491728 |  |  |  |  | No calibration status | 3 - Not affecting quality equipment |  |  |  | Electricité | Approach device | Approach device | [6 empty] | DAQ-Module |  |  | FALSE |  | NI 9219
3816 | CSCR0639_Stabilized power supply | Stabilized power supply | CSCR0639 |  | No |  |  | Y.SKOCZEK | Y.SKOCZEK | LABORATOIRE DEVELOPPEMENT / SCR / Leak test |  |  | Y.SKOCZEK | No | [15 empty] | LOC-735A195-0006 |  |  |  |  | No calibration status | 3 - Not affecting quality equipment |  |  |  | Electricité | 0/20 V;0/38 A | Approach device | [9 empty] | FALSE |  | Stabilized power supply
3817 | CSCR0640_Thickness gauge | Thickness gauge | CSCR0640 |  | No |  |  | Y.SKOCZEK | Y.SKOCZEK | Armoire A-SCR-02 |  |  | Y.SKOCZEK | No | [20 empty] | Conform | 1 - Product quality and specific measurement equipment |  |  |  | Dimensionnel | 0/100 mm | ±4 µm | [9 empty] | FALSE |  | Thickness gauge |  |  | 14/02/2017 10:12:29 |  | 9999
3818 | CSCR0641_Thickness gauge | Thickness gauge | CSCR0641 |  | No |  |  | Y.SKOCZEK | Y.SKOCZEK | Armoire A-SCR-02 |  |  | Y.SKOCZEK | No | [20 empty] | Conform | 1 - Product quality and specific measurement equipment |  |  |  | Dimensionnel | 0/100 mm | ±4 µm | [9 empty] | FALSE |  | Thickness gauge |  |  | 27/04/2017 10:13:55 |  | 9999
3819 | CSCR0642_Pressure sensor | Pressure sensor | CSCR0642 |  | No |  |  | Y.SKOCZEK | Y.SKOCZEK | LABORATOIRE DEVELOPPEMENT / SCR / Banc de jaugeage |  |  | Y.SKOCZEK | No | [14 empty] | VEGABAR 82 | 36414599 |  |  |  |  | Conform | 1 - Product quality and specific measurement equipment | 07/06/2024 11:18:42 |  |  | Pression | 0/100 mbar | ±0,5 mbar | [9 empty] | FALSE |  | Pressure sensor |  |  | 07/06/2022 11:18:42 |  | 744
3820 | CSCR0643_Camera | Camera | CSCR0643 |  | No |  |  | Y.SKOCZEK | Y.SKOCZEK | LABORATOIRE DEVELOPPEMENT / SCR / F. ZUB |  |  | Y.SKOCZEK | No | [15 empty] | / |  |  |  |  | No calibration status | 3 - Not affecting quality equipment |  |  |  | Divers | ( | Approach device | [9 empty] | FALSE |  | Camera
3821 | CSCR0644_Scale | Scale | CSCR0644 |  | No |  |  | Y.SKOCZEK | Y.SKOCZEK | LABORATOIRE DEVELOPPEMENT / SCR / Armoire |  |  | Y.SKOCZEK | No | [14 empty] | WBT 160407 | L-1000516155 |  |  |  |  | Out of date | 1 - Product quality and specific measurement equipment | 15/05/2019 11:18:50 |  |  | Masse | Perdu | Perdu | [9 empty] | FALSE |  | Scale |  |  | 15/05/2017 11:18:50 |  | 744
3822 | CSCR0645_Pressure sensor [0-100 mbar] | Pressure sensor [0-100 mbar] | CSCR0645 |  | No |  |  | Y.SKOCZEK | Y.SKOCZEK | Armoire A-SCR-02 |  |  | Y.SKOCZEK | No | [14 empty] | VEGABAR82 | 36592711 |  |  |  |  | Conform | 1 - Product quality and specific measurement equipment | 07/09/2024 10:18:23 |  |  | Pression | 0/100 mbar | ±0,5 mbar | [9 empty] | FALSE |  | Pressure sensor [0-100 mbar] |  |  | 07/09/2022 10:18:23 |  | 744
3823 | CSCR0646_Pressure sensor [-200 200 mbar] | Pressure sensor [-200 200 mbar] | CSCR0646 |  | No |  |  | Y.SKOCZEK | Y.SKOCZEK | Armoire A-SCR-02 |  |  | Y.SKOCZEK | No | [14 empty] | UNIK5000-PMP 5073-TC-A3-CA-H0-PA | 10637505 |  |  |  |  | Conform | 1 - Product quality and specific measurement equipment | 05/07/2023 14:46:05 |  |  | Pression | -200/+200 mbar | ±1 mbar | [9 empty] | FALSE |  | Pressure sensor [-200 200 mbar] |  |  | 05/07/2021 14:46:05 |  | 744
3824 | CSCR0647_Pressure sensor | Pressure sensor | CSCR0647 |  | No |  |  | Y.SKOCZEK | Y.SKOCZEK | Armoire A-SCR-02 |  |  | Y.SKOCZEK | No | [15 empty] | 10637496 |  |  |  |  | Conform | 1 - Product quality and specific measurement equipment | 17/05/2023 10:13:35 |  |  | Pression | -200/+200 mbar | ±1 mbar | [9 empty] | FALSE |  | Pressure sensor |  |  | 17/05/2021 10:13:35 |  | 744
3825 | CSCR0648_Pressure sensor | Pressure sensor | CSCR0648 |  | No |  |  | Y.SKOCZEK | Y.SKOCZEK | Armoire A-SCR-02 |  |  | Y.SKOCZEK | No | [15 empty] | 10637495 |  |  |  |  | Conform | 1 - Product quality and specific measurement equipment | 05/07/2023 14:53:17 |  |  | Pression | -200/+200 mbar | ±1 mbar | [9 empty] | FALSE |  | Pressure sensor |  |  | 05/07/2021 14:53:17 |  | 744
3826 | CSCR0649_Pressure sensor | Pressure sensor | CSCR0649 |  | No |  |  | Y.SKOCZEK | Y.SKOCZEK | LABORATOIRE DEVELOPPEMENT / SCR / ARMOIRE |  |  | Y.SKOCZEK | No | [15 empty] | 10673441 | [5 empty] | 1 - Product quality and specific measurement equipment |  |  |  | Pression | Réformé | Réformé | [9 empty] | FALSE |  | Pressure sensor
3827 | CSCR0650_NI 9263 | NI 9263 | CSCR0650 |  | No |  |  | Y.skoczek | Y.skoczek | Armoire A-SCR-02 |  |  | Y.skoczek | No | [15 empty] | 1C224FD |  |  |  |  | Non-conforme | 1 - Product quality and specific measurement equipment |  |  |  | Electricité | ±10 V | ±0,1 %RV | [9 empty] | FALSE |  | NI 9263
3828 | CSCR0651_NI 9203 | NI 9203 | CSCR0651 |  | No | DAQ-Module |  | Y.SKOCZEK | Y.SKOCZEK | Armoire A-SCR-02 |  |  | Y.SKOCZEK | No | [14 empty] | 9203-V1(A)-198861A-01L | 1C0BAD4 |  |  |  |  | Conform | 1 - Product quality and specific measurement equipment | 19/11/2024 00:00:00 |  |  | Electricité | 4/20 mA | ±0,18 %RV | [6 empty] | DAQ-Module |  |  | FALSE |  | NI 9203 |  |  | 19/11/2021 00:00:00 |  | 1116
3829 | CSCR0652_NI 9263 | NI 9263 | CSCR0652 |  | No |  |  | Y.SKOCZEK | Y.SKOCZEK | Armoire A-SCR-02 |  |  | Y.SKOCZEK | No | [15 empty] | 1C2240D |  |  |  |  | No calibration status | 3 - Not affecting quality equipment |  |  |  | Electricité | ±10 V | Approach device | [9 empty] | FALSE |  | NI 9263
3830 | CSCR0653_NI 9263 | NI 9263 | CSCR0653 |  | No | DAQ-Module |  | Y.SKOCZEK | Y.SKOCZEK | Armoire A-SCR-02 |  |  | Y.SKOCZEK | No | [14 empty] | 9263-V1-198856C-01L | 1C22495 |  |  |  |  | Conform | 1 - Product quality and specific measurement equipment | 25/04/2025 00:00:00 |  |  | Electricité | ±10 V | ±0,1 %RV | [6 empty] | DAQ-Module |  |  | FALSE |  | NI 9263 |  |  | 25/04/2022 00:00:00 |  | 1116
3831 | CSCR0654_NI 9263 | NI 9263 | CSCR0654 |  | No |  |  | Y.SKOCZEK | Y.SKOCZEK | LABORATOIRE DEVELOPPEMENT / SCR / PPM-SCR-08 |  |  | Y.SKOCZEK | No | [15 empty] | 1C22467 |  |  |  |  | Non-conforme | 1 - Product quality and specific measurement equipment |  |  |  | Electrique | ±10 V | ±0,1 %RV | [9 empty] | FALSE |  | NI 9263
3832 | CSCR0655_Pressure sensor | Pressure sensor | CSCR0655 |  | No |  |  | Y.SKOCZEK | Y.SKOCZEK | Armoire A-SCR-02 |  |  | Y.SKOCZEK | No | [15 empty] | 10667715 | [5 empty] | 1 - Product quality and specific measurement equipment |  |  |  | Pression | -200/+200 mbar | ±1 mbar | [9 empty] | FALSE |  | Pressure sensor
3833 | CSCR0656_Pressure sensor | Pressure sensor | CSCR0656 |  | No |  |  | Y.SKOCZEK | Y.SKOCZEK | Armoire A-SCR-02 |  |  | Y.SKOCZEK | No | [15 empty] | 10667717 |  |  |  |  | Conform | 1 - Product quality and specific measurement equipment | 15/06/2023 09:58:11 |  |  | Pression | -200/+200 mbar | ±1 mbar | [9 empty] | FALSE |  | Pressure sensor |  |  | 15/06/2021 09:58:11 |  | 744
3834 | CSCR0657_Pressure sensor | Pressure sensor | CSCR0657 |  | No |  |  | Y.SKOCZEK | Y.SKOCZEK | Armoire A-SCR-02 |  |  | Y.SKOCZEK | No | [14 empty] | unik 5000 | 10667719 |  |  |  |  | Conform | 1 - Product quality and specific measurement equipment | 14/06/2023 00:00:00 |  |  | Pression | -200/+200 mbar | ±1 mbar | [9 empty] | FALSE |  | Pressure sensor |  |  | 14/06/2021 00:00:00 |  | 744
3835 | CSCR0658_Pressure sensor | Pressure sensor | CSCR0658 |  | No |  |  | Y.SKOCZEK | Y.SKOCZEK | Armoire A-SCR-02 |  |  | Y.SKOCZEK | No | [15 empty] | 10667720 | [5 empty] | 1 - Product quality and specific measurement equipment |  |  |  | Pression | -200/+200 mbar | ±1 mbar | [9 empty] | FALSE |  | Pressure sensor
3836 | CSCR0659_Pressure sensor [-200 200 mbar] | Pressure sensor [-200 200 mbar] | CSCR0659 |  | No |  |  | Y.SKOCZEK | Y.SKOCZEK | Armoire A-SCR-02 |  |  | Y.SKOCZEK | No | [14 empty] | UNIK5000-PMP 5073-TC-A3-CA-H0-PA | 10667721 |  |  |  |  | Conform | 1 - Product quality and specific measurement equipment | 16/06/2023 00:00:00 |  |  | Pression | -200/+200 mbar | ±1 mbar | [9 empty] | FALSE |  | Pressure sensor [-200 200 mbar] |  |  | 16/06/2021 00:00:00 |  | 744
3837 | CSCR0660_Pressure sensor | Pressure sensor | CSCR0660 |  | No |  |  | Y.SKOCZEK | Y.SKOCZEK | LABORATOIRE DEVELOPPEMENT / SCR / METROLOGY AREA |  |  | Y.SKOCZEK | No | [14 empty] | PMP 5076 | 10665144 |  |  |  |  | Conform | 1 - Product quality and specific measurement equipment |  |  |  | Pression | 0/100 mbar | ±0,04 %FS | [9 empty] | FALSE |  | Pressure sensor |  |  | 29/05/2017 00:00:00 |  | 372
3838 | CSCR0661_Pressure sensor | Pressure sensor | CSCR0661 |  | No |  |  | Y.SKOCZEK | Y.SKOCZEK | Armoire A-SCR-02 |  |  | Y.SKOCZEK | No | [14 empty] | PMP 5076 | 10665152 | [5 empty] | 1 - Product quality and specific measurement equipment |  |  |  | Pression | -1/+1 bar | ±20 mbar | [9 empty] | FALSE |  | Pressure sensor
3839 | CSCR0662_Thermocouple [T] | Thermocouple [T] | CSCR0662 |  | No | Temperature sensor |  | Y.SKOCZEK | Y.SKOCZEK | LABORATOIRE DEVELOPPEMENT / SCR / A-SCR-01 |  |  | Y.SKOCZEK | No | [20 empty] | Non-conforme | 1 - Product quality and specific measurement equipment |  |  |  | Température | Perdu | Perdu | [6 empty] | Temperature sensor |  |  | FALSE |  | Thermocouple [T]
3840 | CSCR0663_Scale | Scale | CSCR0663 |  | No |  |  | Y.SKOCZEK | Y.SKOCZEK | Armoire A-SCR-02 |  |  | Y.SKOCZEK | No | [14 empty] | PNS-3000-2 | 190004209 | [5 empty] | 1 - Product quality and specific measurement equipment |  |  |  | Masse | 500/3000 g | ±0,05 g | [9 empty] | FALSE |  | Scale
3841 | CSCR0664_Scale | Scale | CSCR0664 |  | No |  |  | Y.SKOCZEK | Y.SKOCZEK | Armoire A-SCR-02 |  |  | Y.SKOCZEK | No | [14 empty] | PNS-3000-2 | 190004204 |  |  |  |  | Out of date | 1 - Product quality and specific measurement equipment | 08/12/2022 14:42:17 |  |  | Masse | 1/3000 g | ±0,05 g | [9 empty] | FALSE |  | Scale |  |  | 08/12/2020 14:42:17 |  | 744
3842 | CSCR0665_NI 9263 | NI 9263 | CSCR0665 |  | No | DAQ-Module |  | Y.SKOCZEK | Y.SKOCZEK | Armoire A-SCR-02 |  |  | Y.SKOCZEK | No | [14 empty] | NI 9263-V1-198856C-01L | 1C35439 |  |  |  |  | Conform | 1 - Product quality and specific measurement equipment | 19/11/2024 00:00:00 |  |  | Electrique | ±10 V | ±0,1 %RV | [6 empty] | DAQ-Module |  |  | FALSE |  | NI 9263 |  |  | 19/11/2021 00:00:00 |  | 1116
3843 | CSCR0666_NI 9263 | NI 9263 | CSCR0666 |  | No | DAQ-Module |  | Y.SKOCZEK | Y.SKOCZEK | Armoire A-SCR-02 |  |  | Y.SKOCZEK | No | [14 empty] | 9263-V1-198856C-01L | 1C3543A |  |  |  |  | Conform | 1 - Product quality and specific measurement equipment | 06/10/2024 00:00:00 |  |  | Electrique | ±10 V | ±0,1 %RV | [6 empty] | DAQ-Module |  |  | FALSE |  | NI 9263 |  |  | 06/10/2021 00:00:00 |  | 1116
3844 | CSCR0667_NI 9263 | NI 9263 | CSCR0667 |  | No |  |  | Y.SKOCZEK | Y.SKOCZEK | Armoire A-SCR-02 |  |  | Y.SKOCZEK | No | [14 empty] | NI 9263 | 198856C-01L1C353A6 | [5 empty] | 1 - Product quality and specific measurement equipment |  |  |  | Electrique | ±10 V | ±0,1 %RV | [9 empty] | FALSE |  | NI 9263
3845 | CSCR0668_Scale | Scale | CSCR0668 |  | No |  |  | Y.SKOCZEK | Y.SKOCZEK | LABORATOIRE DEVELOPPEMENT / SCR / SCR MOBILE STATION labo moyen |  |  | Y.SKOCZEK | No | [14 empty] | 3590 EXP | 64028824 |  |  |  |  | Conform | 1 - Product quality and specific measurement equipment | 21/07/2024 10:30:06 |  |  | Masse | 0/300 kg | ±100 g | [9 empty] | FALSE |  | Scale |  |  | 21/07/2022 10:30:06 |  | 744
3846 | CSCR0669_VN1630A | VN1630A | CSCR0669 |  | No |  |  | Y.SKOCZEK | Y.SKOCZEK | LABORATOIRE DEVELOPPEMENT / SCR |  |  | Y.SKOCZEK | No | [14 empty] | VN1630A | 23976 |  |  |  |  | No calibration status | 3 - Not affecting quality equipment |  |  |  | Electricité | ( | Approach device | [9 empty] | FALSE |  | VN1630A
3847 | CSCR0670_VN1630A | VN1630A | CSCR0670 |  | No |  |  | Y.SKOCZEK | Y.SKOCZEK | LABORATOIRE DEVELOPPEMENT / SCR |  |  | Y.SKOCZEK | No | [14 empty] | VN1630A | 23989 |  |  |  |  | No calibration status | 3 - Not affecting quality equipment |  |  |  | Electricité | ( | Approach device | [9 empty] | FALSE |  | VN1630A
3848 | CSCR0671_VN1630A | VN1630A | CSCR0671 |  | No |  |  | Y.SKOCZEK | Y.SKOCZEK | LABORATOIRE DEVELOPPEMENT / SCR |  |  | Y.SKOCZEK | No | [14 empty] | VN1630A | 23988 |  |  |  |  | No calibration status | 3 - Not affecting quality equipment |  |  |  | Electricité | ( | Approach device | [9 empty] | FALSE |  | VN1630A
3849 | CSCR0672_CANcase | CANcase | CSCR0672 |  | No |  |  | Y.SKOCZEK | Y.SKOCZEK | Armoire A-SCR-02 |  |  | Y.SKOCZEK | No | [14 empty] | VN1630A | 007113-023987 |  |  |  |  | No calibration status | 3 - Not affecting quality equipment |  |  |  | Electricité | ( | Approach device | [9 empty] | FALSE |  | CANcase
3850 | CSCR0673_VN1630A | VN1630A | CSCR0673 |  | No |  |  | Y.SKOCZEK | Y.SKOCZEK | LABORATOIRE DEVELOPPEMENT / SCR |  |  | Y.SKOCZEK | No | [14 empty] | VN1630A | 24044 |  |  |  |  | No calibration status | 3 - Not affecting quality equipment |  |  |  | Electricité | ( | Approach device | [9 empty] | FALSE |  | VN1630A
3851 | CSCR0674_CANcase | CANcase | CSCR0674 |  | No |  |  | Y.SKOCZEK | Y.SKOCZEK | Armoire A-SCR-02 |  |  | Y.SKOCZEK | No | [14 empty] | VN1630A | 007113-023975 |  |  |  |  | No calibration status | 3 - Not affecting quality equipment |  |  |  | Electricité | ( | Approach device | [9 empty] | FALSE |  | CANcase
3852 | CSCR0675_VN1630A | VN1630A | CSCR0675 |  | No |  |  | Y.SKOCZEK | Y.SKOCZEK | LABORATOIRE DEVELOPPEMENT / SCR |  |  | Y.SKOCZEK | No | [14 empty] | VN1630A | 007113-525030 |  |  |  |  | No calibration status | 3 - Not affecting quality equipment |  |  |  | Electricité | ( | Approach device | [9 empty] | FALSE |  | VN1630A
3853 | CSCR0676_VN1630A | VN1630A | CSCR0676 |  | No |  |  | Y.SKOCZEK | Y.SKOCZEK | LABORATOIRE DEVELOPPEMENT / SCR |  |  | Y.SKOCZEK | No | [14 empty] | VN1630A | 007113-525032 |  |  |  |  | No calibration status | 3 - Not affecting quality equipment |  |  |  | Electricité | ( | Approach device | [9 empty] | FALSE |  | VN1630A
3854 | CSCR0677_VN1630A | VN1630A | CSCR0677 |  | No |  |  | Y.SKOCZEK | Y.SKOCZEK | LABORATOIRE DEVELOPPEMENT / SCR |  |  | Y.SKOCZEK | No | [14 empty] | VN1630A | 007113-524943 |  |  |  |  | No calibration status | 3 - Not affecting quality equipment |  |  |  | Electricité | ( | Approach device | [9 empty] | FALSE |  | VN1630A
3855 | CSCR0678_VN1630A | VN1630A | CSCR0678 |  | No |  |  | Y.SKOCZEK | Y.SKOCZEK | LABORATOIRE DEVELOPPEMENT / SCR |  |  | Y.SKOCZEK | No | [14 empty] | VN1630A | 007113-524944 |  |  |  |  | No calibration status | 3 - Not affecting quality equipment |  |  |  | Electricité | ( | Approach device | [9 empty] | FALSE |  | VN1630A
3856 | CSCR0679_VN1630A | VN1630A | CSCR0679 |  | No |  |  | Y.SKOCZEK | Y.SKOCZEK | LABORATOIRE DEVELOPPEMENT / SCR |  |  | Y.SKOCZEK | No | [14 empty] | VN1630A | 007113-525047 |  |  |  |  | No calibration status | 3 - Not affecting quality equipment |  |  |  | Electricité | ( | Approach device | [9 empty] | FALSE |  | VN1630A
3857 | CSCR0680_Stabilized power supply | Stabilized power supply | CSCR0680 |  | No |  |  | Y.SKOCZEK | Y.SKOCZEK | LABORATOIRE DEVELOPPEMENT / SCR / to be defined |  |  | Y.SKOCZEK | No | [15 empty] | LOC-743A249-0017 |  |  |  |  | No calibration status | 3 - Not affecting quality equipment |  |  |  | Electricité | 0/20 V;0/38 A | Approach device | [9 empty] | FALSE |  | Stabilized power supply
3858 | CSCR0681_Thermocouple [T] | Thermocouple [T] | CSCR0681 |  | No | Temperature sensor |  | Y.SKOCZEK | Y.SKOCZEK | LABORATOIRE DEVELOPPEMENT / SCR / A-SCR-01 |  |  | Y.SKOCZEK | No | [20 empty] | Conform | 1 - Product quality and specific measurement equipment | 02/08/2023 09:02:47 |  |  | Température | -40/+150 °C | ±1 °C | [6 empty] | Temperature sensor |  |  | FALSE |  | Thermocouple [T] |  |  | 02/08/2021 09:02:47 |  | 744
3859 | CSCR0682_Thermocouple [T] | Thermocouple [T] | CSCR0682 |  | No | Temperature sensor |  | Y.SKOCZEK | Y.SKOCZEK | LABORATOIRE DEVELOPPEMENT / SCR / A-SCR-01 |  |  | Y.SKOCZEK | No | [20 empty] | Non-conforme | 1 - Product quality and specific measurement equipment |  |  |  | Température | -40/+100 °C | ±1 °C | [6 empty] | Temperature sensor |  |  | FALSE |  | Thermocouple [T]
3860 | CSCR0683_Thermocouple [T] | Thermocouple [T] | CSCR0683 |  | No | Temperature sensor |  | Y.SKOCZEK | Y.SKOCZEK | LABORATOIRE DEVELOPPEMENT / SCR / A-SCR-01 |  |  | Y.SKOCZEK | No | [20 empty] | Non-conforme | 1 - Product quality and specific measurement equipment |  |  |  | Température | -40/+150 °C | ±1 °C | [6 empty] | Temperature sensor |  |  | FALSE |  | Thermocouple [T]
3861 | CSCR0684_Thermocouple [T] | Thermocouple [T] | CSCR0684 |  | No | Temperature sensor |  | Y.SKOCZEK | Y.SKOCZEK | LABORATOIRE DEVELOPPEMENT / SCR / A-SCR-01 |  |  | Y.SKOCZEK | No | [21 empty] | 1 - Product quality and specific measurement equipment |  |  |  | Température | -40/+150 °C | ±1 °C | [6 empty] | Temperature sensor |  |  | FALSE |  | Thermocouple [T]
3862 | CSCR0685_Thermocouple [T] | Thermocouple [T] | CSCR0685 |  | No | Temperature sensor |  | Y.SKOCZEK | Y.SKOCZEK | LABORATOIRE DEVELOPPEMENT / SCR / A-SCR-01 |  |  | Y.SKOCZEK | No | [20 empty] | Conform | 1 - Product quality and specific measurement equipment | 11/05/2024 00:00:00 |  |  | Température | -40/+150 °C | ±1 °C | [6 empty] | Temperature sensor |  |  | FALSE |  | Thermocouple [T] |  |  | 11/05/2022 00:00:00 |  | 744
3863 | CSCR0686_Thermocouple [T] | Thermocouple [T] | CSCR0686 |  | No | Temperature sensor |  | Y.SKOCZEK | Y.SKOCZEK | LABORATOIRE DEVELOPPEMENT / SCR / A-SCR-01 |  |  | Y.SKOCZEK | No | [20 empty] | Non-conforme | 1 - Product quality and specific measurement equipment |  |  |  | Température | -40/+150 °C | ±1 °C | [6 empty] | Temperature sensor |  |  | FALSE |  | Thermocouple [T]
3864 | CSCR0687_Thermocouple [T] | Thermocouple [T] | CSCR0687 |  | No | Temperature sensor |  | Y.SKOCZEK | Y.SKOCZEK | LABORATOIRE DEVELOPPEMENT / SCR / A-SCR-01 |  |  | Y.SKOCZEK | No | [20 empty] | Conform | 1 - Product quality and specific measurement equipment | 02/08/2023 16:14:11 |  |  | Température | -40/+150 °C | ±1 °C | [6 empty] | Temperature sensor |  |  | FALSE |  | Thermocouple [T] |  |  | 02/08/2021 16:14:11 |  | 744
3865 | CSCR0688_Thermocouple [T] | Thermocouple [T] | CSCR0688 |  | No | Temperature sensor |  | Y.SKOCZEK | Y.SKOCZEK | LABORATOIRE DEVELOPPEMENT / SCR / A-SCR-01 |  |  | Y.SKOCZEK | No | [20 empty] | Non-conforme | 1 - Product quality and specific measurement equipment |  |  |  | Température | -40/+150 °C | ±1 °C | [6 empty] | Temperature sensor |  |  | FALSE |  | Thermocouple [T]
3866 | CSCR0689_Thermocouple [T] | Thermocouple [T] | CSCR0689 |  | No | Temperature sensor |  | Y.SKOCZEK | Y.SKOCZEK | LABORATOIRE DEVELOPPEMENT / SCR / A-SCR-01 |  |  | Y.SKOCZEK | No | [20 empty] | Conform | 1 - Product quality and specific measurement equipment | 04/10/2023 13:56:12 |  |  | Température | -40/+150 °C | ±1 °C | [6 empty] | Temperature sensor |  |  | FALSE |  | Thermocouple [T] |  |  | 04/10/2021 13:56:12 |  | 744
3867 | CSCR0690_Thermocouple [T] | Thermocouple [T] | CSCR0690 |  | No | Temperature sensor |  | Y.SKOCZEK | Y.SKOCZEK | LABORATOIRE DEVELOPPEMENT / SCR / A-SCR-01 |  |  | Y.SKOCZEK | No | [20 empty] | Non-conforme | 1 - Product quality and specific measurement equipment |  |  |  | Température | -40/+100 °C | ±1 °C | [6 empty] | Temperature sensor |  |  | FALSE |  | Thermocouple [T]
3868 | CSCR0691_Thermocouple [T] | Thermocouple [T] | CSCR0691 |  | No | Temperature sensor |  | Y.SKOCZEK | Y.SKOCZEK | LABORATOIRE DEVELOPPEMENT / SCR / A-SCR-01 |  |  | Y.SKOCZEK | No | [20 empty] | Non-conforme | 1 - Product quality and specific measurement equipment |  |  |  | Température | -40/+100 °C | ±1 °C | [6 empty] | Temperature sensor |  |  | FALSE |  | Thermocouple [T]
3869 | CSCR0692_Thermocouple [T] | Thermocouple [T] | CSCR0692 |  | No | Temperature sensor |  | Y.SKOCZEK | Y.SKOCZEK | LABORATOIRE DEVELOPPEMENT / SCR / A-SCR-01 |  |  | Y.SKOCZEK | No | [20 empty] | Conform | 1 - Product quality and specific measurement equipment | 04/10/2023 13:51:00 |  |  | Température | -40/+150 °C | ±1 °C | [6 empty] | Temperature sensor |  |  | FALSE |  | Thermocouple [T] |  |  | 04/10/2021 13:51:00 |  | 744
3870 | CSCR0693_Thermocouple [T] | Thermocouple [T] | CSCR0693 |  | No | Temperature sensor |  | Y.SKOCZEK | Y.SKOCZEK | LABORATOIRE DEVELOPPEMENT / SCR / A-SCR-01 |  |  | Y.SKOCZEK | No | [20 empty] | Non-conforme | 1 - Product quality and specific measurement equipment |  |  |  | Température | -40/+150 °C | ±1 °C | [6 empty] | Temperature sensor |  |  | FALSE |  | Thermocouple [T]
3871 | CSCR0694_Thermocouple [T] | Thermocouple [T] | CSCR0694 |  | No | Temperature sensor |  | Y.SKOCZEK | Y.SKOCZEK | LABORATOIRE DEVELOPPEMENT / SCR / A-SCR-01 |  |  | Y.SKOCZEK | No | [20 empty] | Non-conforme | 1 - Product quality and specific measurement equipment |  |  |  | Température | -40/+100 °C | ±1 °C | [6 empty] | Temperature sensor |  |  | FALSE |  | Thermocouple [T]
3872 | CSCR0695_Thermocouple [T] | Thermocouple [T] | CSCR0695 |  | No | Temperature sensor |  | Y.SKOCZEK | Y.SKOCZEK | LABORATOIRE DEVELOPPEMENT / SCR / A-SCR-01 |  |  | Y.SKOCZEK | No | [20 empty] | Non-conforme | 1 - Product quality and specific measurement equipment |  |  |  | Température | -40/+100 °C | ±1 °C | [6 empty] | Temperature sensor |  |  | FALSE |  | Thermocouple [T]
3873 | CSCR0696_Thermocouple [T] | Thermocouple [T] | CSCR0696 |  | No | Temperature sensor |  | Y.SKOCZEK | Y.SKOCZEK | LABORATOIRE DEVELOPPEMENT / SCR / A-SCR-01 |  |  | Y.SKOCZEK | No | [20 empty] | Conforme | 1 - Product quality and specific measurement equipment |  |  |  | Température | -40/+100 °C | ±1 °C | [6 empty] | Temperature sensor |  |  | FALSE |  | Thermocouple [T]
3874 | CSCR0697_Thermocouple [T] | Thermocouple [T] | CSCR0697 |  | No | Temperature sensor |  | Y.SKOCZEK | Y.SKOCZEK | LABORATOIRE DEVELOPPEMENT / SCR / A-SCR-01 |  |  | Y.SKOCZEK | No | [20 empty] | Conform | 1 - Product quality and specific measurement equipment | 17/05/2023 10:46:03 |  |  | Température | -40/+150 °C | ±1 °C | [6 empty] | Temperature sensor |  |  | FALSE |  | Thermocouple [T] |  |  | 17/05/2021 10:46:03 |  | 744
3875 | CSCR0698_Thermocouple [T] | Thermocouple [T] | CSCR0698 |  | No | Temperature sensor |  | Y.SKOCZEK | Y.SKOCZEK | LABORATOIRE DEVELOPPEMENT / SCR / A-SCR-01 |  |  | Y.SKOCZEK | No | [20 empty] | Non-conforme | 1 - Product quality and specific measurement equipment |  |  |  | Température | -40/+100 °C | ±1 °C | [6 empty] | Temperature sensor |  |  | FALSE |  | Thermocouple [T]
3876 | CSCR0699_Thermocouple [T] | Thermocouple [T] | CSCR0699 |  | No | Temperature sensor |  | Y.SKOCZEK | Y.SKOCZEK | LABORATOIRE DEVELOPPEMENT / SCR / A-SCR-01 |  |  | Y.SKOCZEK | No | [21 empty] | 1 - Product quality and specific measurement equipment |  |  |  | Température | -40/+150 °C | ±1 °C | [6 empty] | Temperature sensor |  |  | FALSE |  | Thermocouple [T]
3877 | CSCR0700_Thermocouple [T] | Thermocouple [T] | CSCR0700 |  | No | Temperature sensor |  | Y.SKOCZEK | Y.SKOCZEK | LABORATOIRE DEVELOPPEMENT / SCR / A-SCR-01 |  |  | Y.SKOCZEK | No | [20 empty] | Conform | 1 - Product quality and specific measurement equipment | 04/10/2023 11:39:41 |  |  | Température | -40/+150 °C | ±1 °C | [6 empty] | Temperature sensor |  |  | FALSE |  | Thermocouple [T] |  |  | 04/10/2021 11:39:41 |  | 744
3878 | CSCR0701_Thermocouple [T] | Thermocouple [T] | CSCR0701 |  | No | Temperature sensor |  | Y.SKOCZEK | Y.SKOCZEK | LABORATOIRE DEVELOPPEMENT / SCR / A-SCR-01 |  |  | Y.SKOCZEK | No | [20 empty] | Conform | 1 - Product quality and specific measurement equipment | 02/08/2023 08:57:40 |  |  | Température | -40/+150 °C | ±1 °C | [6 empty] | Temperature sensor |  |  | FALSE |  | Thermocouple [T] |  |  | 02/08/2021 08:57:40 |  | 744
3879 | CSCR0702_Thermocouple [T] | Thermocouple [T] | CSCR0702 |  | No | Temperature sensor |  | Y.SKOCZEK | Y.SKOCZEK | LABORATOIRE DEVELOPPEMENT / SCR / A-SCR-01 |  |  | Y.SKOCZEK | No | [20 empty] | Non-conforme | 1 - Product quality and specific measurement equipment |  |  |  | Température | -40/+150 °C | ±1 °C | [6 empty] | Temperature sensor |  |  | FALSE |  | Thermocouple [T]
3880 | CSCR0703_Thermocouple [T] | Thermocouple [T] | CSCR0703 |  | No | Temperature sensor |  | Y.SKOCZEK | Y.SKOCZEK | LABORATOIRE DEVELOPPEMENT / SCR / A-SCR-01 |  |  | Y.SKOCZEK | No | [20 empty] | Non-conforme | 1 - Product quality and specific measurement equipment |  |  |  | Température | -40/+100 °C | ±1 °C | [6 empty] | Temperature sensor |  |  | FALSE |  | Thermocouple [T]
3881 | CSCR0704_Thermocouple [T] | Thermocouple [T] | CSCR0704 |  | No | Temperature sensor |  | Y.SKOCZEK | Y.SKOCZEK | LABORATOIRE DEVELOPPEMENT / SCR / A-SCR-01 |  |  | Y.SKOCZEK | No | [20 empty] | Conform | 1 - Product quality and specific measurement equipment | 23/11/2023 16:21:34 |  |  | Température | -40/+150 °C | ±1 °C | [6 empty] | Temperature sensor |  |  | FALSE |  | Thermocouple [T] |  |  | 23/11/2021 16:21:34 |  | 744
3882 | CSCR0705_Thermocouple [T] | Thermocouple [T] | CSCR0705 |  | No | Temperature sensor |  | Y.SKOCZEK | Y.SKOCZEK | LABORATOIRE DEVELOPPEMENT / SCR / A-SCR-01 |  |  | Y.SKOCZEK | No | [20 empty] | Non-conforme | 1 - Product quality and specific measurement equipment |  |  |  | Température | -40/+100 °C | ±1 °C | [6 empty] | Temperature sensor |  |  | FALSE |  | Thermocouple [T]
3883 | CSCR0706_Thermocouple [T] | Thermocouple [T] | CSCR0706 |  | No | Temperature sensor |  | Y.SKOCZEK | Y.SKOCZEK | LABORATOIRE DEVELOPPEMENT / SCR / A-SCR-01 |  |  | Y.SKOCZEK | No | [20 empty] | Conform | 1 - Product quality and specific measurement equipment | 02/08/2023 08:48:03 |  |  | Température | -40/+150 °C | ±1 °C | [6 empty] | Temperature sensor |  |  | FALSE |  | Thermocouple [T] |  |  | 02/08/2021 08:48:03 |  | 744
3884 | CSCR0707_Thermocouple [T] | Thermocouple [T] | CSCR0707 |  | No | Temperature sensor |  | Y.SKOCZEK | Y.SKOCZEK | LABORATOIRE DEVELOPPEMENT / SCR / A-SCR-01 |  |  | Y.SKOCZEK | No | [21 empty] | 1 - Product quality and specific measurement equipment |  |  |  | Température | -40/+100 °C | ±1 °C | [6 empty] | Temperature sensor |  |  | FALSE |  | Thermocouple [T]
3885 | CSCR0708_Thermocouple [T] | Thermocouple [T] | CSCR0708 |  | No | Temperature sensor |  | Y.SKOCZEK | Y.SKOCZEK | LABORATOIRE DEVELOPPEMENT / SCR / A-SCR-01 |  |  | Y.SKOCZEK | No | [20 empty] | Non-conforme | 1 - Product quality and specific measurement equipment |  |  |  | Température | -40/+100 °C | ±1 °C | [6 empty] | Temperature sensor |  |  | FALSE |  | Thermocouple [T]
3886 | CSCR0709_Thermocouple [T] | Thermocouple [T] | CSCR0709 |  | No | Temperature sensor |  | Y.SKOCZEK | Y.SKOCZEK | LABORATOIRE DEVELOPPEMENT / SCR / A-SCR-01 |  |  | Y.SKOCZEK | No | [20 empty] | Non-conforme | 1 - Product quality and specific measurement equipment |  |  |  | Température | -40/+100 °C | ±1 °C | [6 empty] | Temperature sensor |  |  | FALSE |  | Thermocouple [T]
3887 | CSCR0710_Thermocouple [T] | Thermocouple [T] | CSCR0710 |  | No | Temperature sensor |  | Y.SKOCZEK | Y.SKOCZEK | LABORATOIRE DEVELOPPEMENT / SCR / A-SCR-01 |  |  | Y.SKOCZEK | No | [20 empty] | Non-conforme | 1 - Product quality and specific measurement equipment |  |  |  | Température | -40/+100 °C | ±1 °C | [6 empty] | Temperature sensor |  |  | FALSE |  | Thermocouple [T]
3888 | CSCR0711_Thermocouple [T] | Thermocouple [T] | CSCR0711 |  | No | Temperature sensor |  | Y.SKOCZEK | Y.SKOCZEK | LABORATOIRE DEVELOPPEMENT / SCR / A-SCR-01 |  |  | Y.SKOCZEK | No | [20 empty] | Non-conforme | 1 - Product quality and specific measurement equipment |  |  |  | Température | -40/+100 °C | ±1 °C | [6 empty] | Temperature sensor |  |  | FALSE |  | Thermocouple [T]
3889 | CSCR0712_Thermocouple [T] | Thermocouple [T] | CSCR0712 |  | No | Temperature sensor |  | Y.SKOCZEK | Y.SKOCZEK | LABORATOIRE DEVELOPPEMENT / SCR / A-SCR-01 |  |  | Y.SKOCZEK | No | [20 empty] | Non-conforme | 1 - Product quality and specific measurement equipment |  |  |  | Température | -40/+100 °C | ±1 °C | [6 empty] | Temperature sensor |  |  | FALSE |  | Thermocouple [T]
3890 | CSCR0713_Thermocouple [T] | Thermocouple [T] | CSCR0713 |  | No | Temperature sensor |  | Y.SKOCZEK | Y.SKOCZEK | LABORATOIRE DEVELOPPEMENT / SCR / A-SCR-01 |  |  | Y.SKOCZEK | No | [20 empty] | Conform | 1 - Product quality and specific measurement equipment | 02/08/2023 00:00:00 |  |  | Température | -40/+150 °C | ±1 °C | [6 empty] | Temperature sensor |  |  | FALSE |  | Thermocouple [T] |  |  | 02/08/2021 00:00:00 |  | 744
3891 | CSCR0714_Thermocouple [T] | Thermocouple [T] | CSCR0714 |  | No | Temperature sensor |  | Y.SKOCZEK | Y.SKOCZEK | LABORATOIRE DEVELOPPEMENT / SCR / A-SCR-01 |  |  | Y.SKOCZEK | No | [20 empty] | Conform | 1 - Product quality and specific measurement equipment | 04/10/2023 13:39:40 |  |  | Température | -40/+150 °C | ±1 °C | [6 empty] | Temperature sensor |  |  | FALSE |  | Thermocouple [T] |  |  | 04/10/2021 13:39:40 |  | 744
3892 | CSCR0715_Thermocouple [T] | Thermocouple [T] | CSCR0715 |  | No | Temperature sensor |  | Y.SKOCZEK | Y.SKOCZEK | LABORATOIRE DEVELOPPEMENT / SCR / A-SCR-01 |  |  | Y.SKOCZEK | No | [20 empty] | Conform | 1 - Product quality and specific measurement equipment | 23/11/2023 16:19:10 |  |  | Température | -40/+150 °C | ±1 °C | [6 empty] | Temperature sensor |  |  | FALSE |  | Thermocouple [T] |  |  | 23/11/2021 16:19:10 |  | 744
3893 | CSCR0716_Thermocouple [T] | Thermocouple [T] | CSCR0716 |  | No | Temperature sensor |  | Y.SKOCZEK | Y.SKOCZEK | LABORATOIRE DEVELOPPEMENT / SCR / A-SCR-01 |  |  | Y.SKOCZEK | No | [20 empty] | Conform | 1 - Product quality and specific measurement equipment | 17/05/2023 10:51:10 |  |  | Température | -40/+150 °C | ±1 °C | [6 empty] | Temperature sensor |  |  | FALSE |  | Thermocouple [T] |  |  | 17/05/2021 10:51:10 |  | 744
3894 | CSCR0717_Thermocouple [T] | Thermocouple [T] | CSCR0717 |  | No | Temperature sensor |  | Y.SKOCZEK | Y.SKOCZEK | LABORATOIRE DEVELOPPEMENT / SCR / A-SCR-01 |  |  | Y.SKOCZEK | No | [20 empty] | Conform | 1 - Product quality and specific measurement equipment | 23/11/2023 16:25:21 |  |  | Température | -40/+150 °C | ±1 °C | [6 empty] | Temperature sensor |  |  | FALSE |  | Thermocouple [T] |  |  | 23/11/2021 16:25:21 |  | 744
3895 | CSCR0718_Thermocouple [T] | Thermocouple [T] | CSCR0718 |  | No | Temperature sensor |  | Y.SKOCZEK | Y.SKOCZEK | LABORATOIRE DEVELOPPEMENT / SCR / A-SCR-01 |  |  | Y.SKOCZEK | No | [21 empty] | 1 - Product quality and specific measurement equipment |  |  |  | Température | -40/+150 °C | ±1 °C | [6 empty] | Temperature sensor |  |  | FALSE |  | Thermocouple [T]
3896 | CSCR0719_Thermocouple [T] | Thermocouple [T] | CSCR0719 |  | No | Temperature sensor |  | Y.SKOCZEK | Y.SKOCZEK | LABORATOIRE DEVELOPPEMENT / SCR / A-SCR-01 |  |  | Y.SKOCZEK | No | [20 empty] | Non-conforme | 1 - Product quality and specific measurement equipment |  |  |  | Température | -40/+100 °C | ±1 °C | [6 empty] | Temperature sensor |  |  | FALSE |  | Thermocouple [T]
3897 | CSCR0720_Thermocouple [T] | Thermocouple [T] | CSCR0720 |  | No | Temperature sensor |  | Y.SKOCZEK | Y.SKOCZEK | LABORATOIRE DEVELOPPEMENT / SCR / A-SCR-01 |  |  | Y.SKOCZEK | No | [20 empty] | Conform | 1 - Product quality and specific measurement equipment | 17/05/2023 10:48:28 |  |  | Température | -40/+150 °C | ±1 °C | [6 empty] | Temperature sensor |  |  | FALSE |  | Thermocouple [T] |  |  | 17/05/2021 10:48:28 |  | 744
3898 | CSCR0721_Thermocouple [T] | Thermocouple [T] | CSCR0721 |  | No | Temperature sensor |  | Y.SKOCZEK | Y.SKOCZEK | LABORATOIRE DEVELOPPEMENT / SCR / A-SCR-01 |  |  | Y.SKOCZEK | No | [20 empty] | Conform | 1 - Product quality and specific measurement equipment | 04/10/2023 13:47:52 |  |  | Température | -40/+150 °C | ±1 °C | [6 empty] | Temperature sensor |  |  | FALSE |  | Thermocouple [T] |  |  | 04/10/2021 13:47:52 |  | 744
3899 | CSCR0722_Thermocouple [T] | Thermocouple [T] | CSCR0722 |  | No | Temperature sensor |  | Y.SKOCZEK | Y.SKOCZEK | LABORATOIRE DEVELOPPEMENT / SCR / A-SCR-01 |  |  | Y.SKOCZEK | No | [20 empty] | Conform | 1 - Product quality and specific measurement equipment | 04/10/2023 11:31:48 |  |  | Température | -40/+150 °C | ±1 °C | [6 empty] | Temperature sensor |  |  | FALSE |  | Thermocouple [T] |  |  | 04/10/2021 11:31:48 |  | 744
3900 | CSCR0723_Thermocouple [T] | Thermocouple [T] | CSCR0723 |  | No | Temperature sensor |  | Y.SKOCZEK | Y.SKOCZEK | LABORATOIRE DEVELOPPEMENT / SCR / A-SCR-01 |  |  | Y.SKOCZEK | No | [20 empty] | Non-conforme | 1 - Product quality and specific measurement equipment |  |  |  | Température | -40/+150 °C | ±1 °C | [6 empty] | Temperature sensor |  |  | FALSE |  | Thermocouple [T]
3901 | CSCR0724_Thermocouple [T] | Thermocouple [T] | CSCR0724 |  | No | Temperature sensor |  | Y.SKOCZEK | Y.SKOCZEK | LABORATOIRE DEVELOPPEMENT / SCR / A-SCR-01 |  |  | Y.SKOCZEK | No | [20 empty] | Conform | 1 - Product quality and specific measurement equipment | 02/08/2023 09:01:57 |  |  | Température | -40/+150 °C | ±1 °C | [6 empty] | Temperature sensor |  |  | FALSE |  | Thermocouple [T] |  |  | 02/08/2021 09:01:57 |  | 744
3902 | CSCR0725_Thermocouple [T] | Thermocouple [T] | CSCR0725 |  | No | Temperature sensor |  | Y.SKOCZEK | Y.SKOCZEK | LABORATOIRE DEVELOPPEMENT / SCR / A-SCR-01 |  |  | Y.SKOCZEK | No | [20 empty] | Conform | 1 - Product quality and specific measurement equipment | 17/05/2023 10:30:13 |  |  | Température | -40/+150 °C | ±1 °C | [6 empty] | Temperature sensor |  |  | FALSE |  | Thermocouple [T] |  |  | 17/05/2021 10:30:13 |  | 744
3903 | CSCR0726_Pressure gauge | Pressure gauge | CSCR0726 |  | No |  |  | Y.SKOCZEK | Y.SKOCZEK | LABORATOIRE DEVELOPPEMENT / SCR / A-SCR-03 |  |  | Y.SKOCZEK | No | [14 empty] | LEO1 | 50919 |  |  |  |  | Conform | 1 - Product quality and specific measurement equipment | 09/12/2023 09:32:57 |  |  | Pression | -1/+3 bar | ±30 mbar | [9 empty] | FALSE |  | Pressure gauge |  |  | 09/12/2021 09:32:57 |  | 744
3904 | CSCR0727_Pressure gauge [-1 3 bar] | Pressure gauge [-1 3 bar] | CSCR0727 |  | No |  |  | Y.SKOCZEK | Y.SKOCZEK | Armoire A-SCR-02 |  |  | Y.SKOCZEK | No | [14 empty] | LE 2-876 104 | 64950 |  |  |  |  | Conform | 1 - Product quality and specific measurement equipment | 21/06/2024 11:10:37 |  |  | Pression | -1/+3 bar | ±30 mbar | [9 empty] | FALSE |  | Pressure gauge [-1 3 bar] |  |  | 21/06/2022 11:10:37 |  | 744
3905 | CSCR0728_CANcase XL | CANcase XL | CSCR0728 |  | No |  |  | Y.SKOCZEK | Y.SKOCZEK | LABORATOIRE DEVELOPPEMENT / SCR / Armoire |  |  | Y.SKOCZEK | No | [15 empty] | 007113-506605 |  |  |  |  | No calibration status | 3 - Not affecting quality equipment |  |  |  | - | ( | Approach device | [9 empty] | FALSE |  | CANcase XL
3906 | CSCR0729_CANcase XL | CANcase XL | CSCR0729 |  | No |  |  | Y.SKOCZEK | Y.SKOCZEK | LABORATOIRE DEVELOPPEMENT / SCR / Armoire |  |  | Y.SKOCZEK | No | [15 empty] | 007113-529341 |  |  |  |  | No calibration status | 3 - Not affecting quality equipment |  |  |  | - | ( | Approach device | [9 empty] | FALSE |  | CANcase XL
3907 | CSCR0730_CANcase XL | CANcase XL | CSCR0730 |  | No |  |  | Y.SKOCZEK | Y.SKOCZEK | LABORATOIRE DEVELOPPEMENT / SCR / Armoire |  |  | Y.SKOCZEK | No | [15 empty] | 007113-529333 |  |  |  |  | No calibration status | 3 - Not affecting quality equipment |  |  |  | - | ( | Approach device | [9 empty] | FALSE |  | CANcase XL
3908 | CSCR0731_CANcase | CANcase | CSCR0731 |  | No |  |  | Y.SKOCZEK | Y.SKOCZEK | Armoire A-SCR-02 |  |  | Y.SKOCZEK | No | [14 empty] | VN1630A | 007113-529337 |  |  |  |  | No calibration status | 3 - Not affecting quality equipment |  |  |  | - | ( | Approach device | [9 empty] | FALSE |  | CANcase
3909 | CSCR0732_Torque wrench | Torque wrench | CSCR0732 |  | No |  |  | Y.SKOCZEK | Y.SKOCZEK | LABORATOIRE DEVELOPPEMENT / SCR / F. ZUB |  |  | Y.SKOCZEK | No | [14 empty] | E.306-30D | U 04 0050 |  |  |  |  | Conform | 1 - Product quality and specific measurement equipment | 21/06/2024 11:21:09 |  |  | Couple | 6/30 Nm | ±2 %RV | [9 empty] | FALSE |  | Torque wrench |  |  | 21/06/2022 11:21:09 |  | 744
3910 | CSCR0733_Torque wrench | Torque wrench | CSCR0733 |  | No |  |  | Y.SKOCZEK | Y.SKOCZEK | LABORATOIRE DEVELOPPEMENT / SCR / METROLOGY AREA |  |  | Y.SKOCZEK | No | [14 empty] | E306.30D | U 09 0039 |  |  |  |  | Conform | 1 - Product quality and specific measurement equipment |  |  |  | Couple | 6/30 Nm | ±2 %RV | [9 empty] | FALSE |  | Torque wrench |  |  | 19/08/2017 00:00:00 |  | 744
3911 | CSCR0734_Stabilized power supply | Stabilized power supply | CSCR0734 |  | No |  |  | Y.SKOCZEK | Y.SKOCZEK | LABORATOIRE DEVELOPPEMENT / SCR / PPM-SCR-09 |  |  | Y.SKOCZEK | No | [15 empty] | LOC-610A244-0004 |  |  |  |  | No calibration status | 3 - Not affecting quality equipment |  |  |  | Electricité | 0/20 V;0/38 A | Approach device | [9 empty] | FALSE |  | Stabilized power supply
3912 | CSCR0735_Scale | Scale | CSCR0735 |  | No |  |  | Y.SKOCZEK | Y.SKOCZEK | Armoire A-SCR-02 |  |  | Y.SKOCZEK | No | [14 empty] | PNS-3000-2 | 190008483 |  |  |  |  | Out of date | 1 - Product quality and specific measurement equipment | 07/12/2022 16:09:36 |  |  | Masse | 1/3000 g | ±0,05 g | [9 empty] | FALSE |  | Scale |  |  | 07/12/2020 16:09:36 |  | 744
3913 | CSCR0736_Scale | Scale | CSCR0736 |  | No |  |  | Y.SKOCZEK | Y.SKOCZEK | Armoire A-SCR-02 |  |  | Y.SKOCZEK | No | [14 empty] | PNS-3000-2 | 190008488 |  |  |  |  | Out of date | 1 - Product quality and specific measurement equipment | 07/12/2022 12:35:31 |  |  | Masse | 1/3000 g | ±0,05 g | [9 empty] | FALSE |  | Scale |  |  | 07/12/2020 12:35:31 |  | 744
3914 | CSCR0737_Scale | Scale | CSCR0737 |  | No |  |  | Y.SKOCZEK | Y.SKOCZEK | Armoire A-SCR-02 |  |  | Y.SKOCZEK | No | [14 empty] | PNS-3000-2 | 190008486 |  |  |  |  | Out of date | 1 - Product quality and specific measurement equipment | 07/12/2022 14:52:13 |  |  | Masse | 1/3000 g | ±0,05 g | [9 empty] | FALSE |  | Scale |  |  | 07/12/2020 14:52:13 |  | 744
3915 | CSCR0738_Stabilized power supply | Stabilized power supply | CSCR0738 |  | No |  |  | Y.SKOCZEK | Y.SKOCZEK | LABORATOIRE DEVELOPPEMENT / SCR / PPM-SCR-29 |  |  | Y.SKOCZEK | No | [14 empty] | GEN 20-38 | LOC-747A083-0005 |  |  |  |  | Conform | 1 - Product quality and specific measurement equipment | 06/08/2023 10:13:24 |  |  | Electricité | 0/20 V;0/38 A | ± 0,5V; Approach device | [9 empty] | FALSE |  | Stabilized power supply |  |  | 06/08/2021 10:13:24 |  | 744
3916 | CSCR0739_Stabilized power supply | Stabilized power supply | CSCR0739 |  | No |  |  | Y.SKOCZEK | Y.SKOCZEK | LABORATOIRE DEVELOPPEMENT / SCR / PPM-SCR-29 |  |  | Y.SKOCZEK | No | [14 empty] | GEN 20-38 | LOC-805A375-0027 |  |  |  |  | Conform | 1 - Product quality and specific measurement equipment | 06/08/2023 10:46:19 |  |  | Electricité | 0/20 V;0/38 A | ± 0,5V; Approach device | [9 empty] | FALSE |  | Stabilized power supply |  |  | 06/08/2021 10:46:19 |  | 744
3917 | CSCR0740_Stabilized power supply | Stabilized power supply | CSCR0740 |  | No |  |  | Y.SKOCZEK | Y.SKOCZEK | LABORATOIRE DEVELOPPEMENT / SCR / PPM-SCR-29 |  |  | Y.SKOCZEK | No | [14 empty] | GEN 20-38 | LOC-743A249-0013 |  |  |  |  | Conform | 1 - Product quality and specific measurement equipment | 06/08/2023 11:05:03 |  |  | Electricité | 0/20 V;0/38 A | ± 0,5V; Approach device | [9 empty] | FALSE |  | Stabilized power supply |  |  | 06/08/2021 11:05:03 |  | 744
3918 | CSCR0741_Stabilized power supply | Stabilized power supply | CSCR0741 |  | No |  |  | Y.SKOCZEK | Y.SKOCZEK | LABORATOIRE DEVELOPPEMENT / SCR / PPM-SCR-29 |  |  | Y.SKOCZEK | No | [14 empty] | GEN 20-38 | LOC-747A083-0007 |  |  |  |  | Conform | 1 - Product quality and specific measurement equipment | 06/08/2023 11:22:57 |  |  | Electricité | 0/20 V;0/38 A | ± 0,5V; Approach device | [9 empty] | FALSE |  | Stabilized power supply |  |  | 06/08/2021 11:22:57 |  | 744
3919 | CSCR0742_Stabilized power supply | Stabilized power supply | CSCR0742 |  | No |  |  | Y.SKOCZEK | Y.SKOCZEK | LABORATOIRE DEVELOPPEMENT / SCR / PPM-SCR-29 |  |  | Y.SKOCZEK | No | [14 empty] | GEN 20-38 | LOC-804A199-0006 |  |  |  |  | Conform | 1 - Product quality and specific measurement equipment | 06/08/2023 11:33:58 |  |  | Electricité | 0/20 V;0/38 A | ± 0,5V; Approach device | [9 empty] | FALSE |  | Stabilized power supply |  |  | 06/08/2021 11:33:58 |  | 744
3920 | CSCR0743_Stabilized power supply | Stabilized power supply | CSCR0743 |  | No |  |  | Y.SKOCZEK | Y.SKOCZEK | LABORATOIRE DEVELOPPEMENT / SCR / PPM-SCR-29 |  |  | Y.SKOCZEK | No | [14 empty] | GEN 20-38 | LOC-747A083-0013 |  |  |  |  | Conform | 1 - Product quality and specific measurement equipment | 06/08/2023 11:37:19 |  |  | Electricité | 0/20 V;0/38 A | ± 0,5V; Approach device | [9 empty] | FALSE |  | Stabilized power supply |  |  | 06/08/2021 11:37:19 |  | 744
3921 | CSCR0744_Stabilized power supply | Stabilized power supply | CSCR0744 |  | No |  |  | Y.SKOCZEK | Y.SKOCZEK | LABORATOIRE DEVELOPPEMENT / SCR / PPM-SCR-27 |  |  | Y.SKOCZEK | No | [14 empty] | GEN 20-38 | LOC-804A199-0001 |  |  |  |  | No calibration status | 3 - Not affecting quality equipment |  |  |  | Electricité | 0/20 V;0/38 A | ± 0,5V; Approach device | [9 empty] | FALSE |  | Stabilized power supply
3922 | CSCR0745_Stabilized power supply | Stabilized power supply | CSCR0745 |  | No |  |  | Y.SKOCZEK | Y.SKOCZEK | LABORATOIRE DEVELOPPEMENT / SCR / PPM-SCR-27 |  |  | Y.SKOCZEK | No | [14 empty] | GEN 20-38 | LOC-804A199-0002 |  |  |  |  | No calibration status | 3 - Not affecting quality equipment |  |  |  | Electricité | 0/20 V;0/38 A | ± 0,5V; Approach device | [9 empty] | FALSE |  | Stabilized power supply
3923 | CSCR0746_Stabilized power supply | Stabilized power supply | CSCR0746 |  | No |  |  | Y.SKOCZEK | Y.SKOCZEK | LABORATOIRE DEVELOPPEMENT / SCR / PPM-SCR-27 |  |  | Y.SKOCZEK | No | [14 empty] | GEN 20-38 | LOC-804A199-0007 |  |  |  |  | No calibration status | 3 - Not affecting quality equipment |  |  |  | Electricité | 0/20 V;0/38 A | ± 0,5V; Approach device | [9 empty] | FALSE |  | Stabilized power supply
3924 | CSCR0747_Stabilized power supply | Stabilized power supply | CSCR0747 |  | No |  |  | Y.SKOCZEK | Y.SKOCZEK | LABORATOIRE DEVELOPPEMENT / SCR / PPM-SCR-27 |  |  | Y.SKOCZEK | No | [14 empty] | GEN 20-38 | LOC-804A199-0003 |  |  |  |  | No calibration status | 3 - Not affecting quality equipment |  |  |  | Electricité | 0/20 V;0/38 A | ± 0,5V; Approach device | [9 empty] | FALSE |  | Stabilized power supply
3925 | CSCR0748_Stabilized power supply | Stabilized power supply | CSCR0748 |  | No |  |  | Y.SKOCZEK | Y.SKOCZEK | LABORATOIRE DEVELOPPEMENT / SCR / PPM-SCR-27 |  |  | Y.SKOCZEK | No | [14 empty] | GEN 20-38 | LOC-747A083-0017 |  |  |  |  | No calibration status | 3 - Not affecting quality equipment |  |  |  | Electricité | 0/20 V;0/38 A | ± 0,5V; Approach device | [9 empty] | FALSE |  | Stabilized power supply
3926 | CSCR0749_Stabilized power supply | Stabilized power supply | CSCR0749 |  | No |  |  | Y.SKOCZEK | Y.SKOCZEK | LABORATOIRE DEVELOPPEMENT / SCR / PPM-SCR-27 |  |  | Y.SKOCZEK | No | [14 empty] | GEN 20-38 | LOC-747A083-0016 |  |  |  |  | No calibration status | 3 - Not affecting quality equipment |  |  |  | Electricité | 0/20 V;0/38 A | ± 0,5V; Approach device | [9 empty] | FALSE |  | Stabilized power supply
3927 | CSCR0750_Stabilized power supply | Stabilized power supply | CSCR0750 |  | No |  |  | Y.SKOCZEK | Y.SKOCZEK | LABORATOIRE DEVELOPPEMENT / SCR / PPM-SCR-28 |  |  | Y.SKOCZEK | No | [14 empty] | GEN 20-38 | LOC-804A199-0013 |  |  |  |  | No calibration status | 3 - Not affecting quality equipment |  |  |  | Electricité | 0/20 V;0/38 A | ± 0,5V; Approach device | [9 empty] | FALSE |  | Stabilized power supply
3928 | CSCR0751_Stabilized power supply | Stabilized power supply | CSCR0751 |  | No |  |  | Y.SKOCZEK | Y.SKOCZEK | LABORATOIRE DEVELOPPEMENT / SCR / PPM-SCR-28 |  |  | Y.SKOCZEK | No | [14 empty] | GEN 20-38 | LOC-747A083-0002 |  |  |  |  | No calibration status | 3 - Not affecting quality equipment |  |  |  | Electricité | 0/20 V;0/38 A | ± 0,5V; Approach device | [9 empty] | FALSE |  | Stabilized power supply
3929 | CSCR0752_Stabilized power supply | Stabilized power supply | CSCR0752 |  | No |  |  | Y.SKOCZEK | Y.SKOCZEK | LABORATOIRE DEVELOPPEMENT / SCR / PPM-SCR-28 |  |  | Y.SKOCZEK | No | [14 empty] | GEN 20-38 | LOC-747A083-0010 |  |  |  |  | No calibration status | 3 - Not affecting quality equipment |  |  |  | Electricité | 0/20 V;0/38 A | ± 0,5V; Approach device | [9 empty] | FALSE |  | Stabilized power supply
3930 | CSCR0753_Stabilized power supply | Stabilized power supply | CSCR0753 |  | No |  |  | Y.SKOCZEK | Y.SKOCZEK | LABORATOIRE DEVELOPPEMENT / SCR / PPM-SCR-28 |  |  | Y.SKOCZEK | No | [14 empty] | GEN 20-38 | LOC-804A199-0015 |  |  |  |  | No calibration status | 3 - Not affecting quality equipment |  |  |  | Electricité | 0/20 V;0/38 A | ± 0,5V; Approach device | [9 empty] | FALSE |  | Stabilized power supply
3931 | CSCR0754_Stabilized power supply | Stabilized power supply | CSCR0754 |  | No |  |  | Y.SKOCZEK | Y.SKOCZEK | LABORATOIRE DEVELOPPEMENT / SCR / PPM-SCR-28 |  |  | Y.SKOCZEK | No | [14 empty] | GEN 20-38 | LOC-804A199-0005 |  |  |  |  | No calibration status | 3 - Not affecting quality equipment |  |  |  | Electricité | 0/20 V;0/38 A | ± 0,5V; Approach device | [9 empty] | FALSE |  | Stabilized power supply
3932 | CSCR0755_Stabilized power supply | Stabilized power supply | CSCR0755 |  | No |  |  | Y.SKOCZEK | Y.SKOCZEK | LABORATOIRE DEVELOPPEMENT / SCR / PPM-SCR-28 |  |  | Y.SKOCZEK | No | [14 empty] | GEN 20-38 | LOC-804A199-0004 |  |  |  |  | No calibration status | 3 - Not affecting quality equipment |  |  |  | Electricité | 0/20 V;0/38 A | ± 0,5V; Approach device | [9 empty] | FALSE |  | Stabilized power supply
3933 | CSCR0756_Inclinometer | Inclinometer | CSCR0756 |  | No |  |  | Y.SKOCZEK | Y.SKOCZEK | Armoire A-SCR-02 |  |  | Y.SKOCZEK | No | [14 empty] | G-NSDOG2-002 | 154000429 |  |  |  |  | Non-conforme | 1 - Product quality and specific measurement equipment |  |  |  | Dimensionnel | +45 ° | accuacy 0,15° at 25 °C at 40°C to 85 °C | [9 empty] | FALSE |  | Inclinometer
3934 | CSCR0757_Thermocouple [K] | Thermocouple [K] | CSCR0757 |  | No | Temperature sensor |  | Y.SKOCZEK | Y.SKOCZEK | LABORATOIRE DEVELOPPEMENT / SCR / A-SCR-01 |  |  | Y.SKOCZEK | No | [20 empty] | No calibration status | 3 - Not affecting quality equipment |  |  |  | Température | -40/+100 °C | Approach device | [6 empty] | Temperature sensor |  |  | FALSE |  | Thermocouple [K]
3935 | CSCR0758_Stabilized power supply | Stabilized power supply | CSCR0758 |  | No |  |  | Y.SKOCZEK | Y.SKOCZEK | LABORATOIRE DEVELOPPEMENT / SCR / PPM-SCR-04 |  |  | Y.SKOCZEK | No | [15 empty] | loc-428a316-0020 |  |  |  |  | Conform | 1 - Product quality and specific measurement equipment | 21/09/2023 11:33:32 |  |  | Electricité | 0/20 V;0/38 A | ± 0,5V; Approach device | [9 empty] | FALSE |  | Stabilized power supply |  |  | 21/09/2021 11:33:32 |  | 744
3936 | CSCR0759_Stabilized power supply | Stabilized power supply | CSCR0759 |  | No |  |  | Y.SKOCZEK | Y.SKOCZEK | LABORATOIRE DEVELOPPEMENT / SCR / PPS-SCR-03 |  |  | Y.SKOCZEK | No | [15 empty] | LOC-048Z088-0001 |  |  |  |  | No calibration status | 3 - Not affecting quality equipment |  |  |  | Electricité | 0/20 V;0/38 A | ± 0,5V; Approach device | [9 empty] | FALSE |  | Stabilized power supply
3937 | CSCR0760_Inclinometer | Inclinometer | CSCR0760 |  | No |  |  | Y.SKOCZEK | Y.SKOCZEK | Armoire A-SCR-02 |  |  | Y.SKOCZEK | No | [14 empty] | G-NSDOG2-002 | 154000344 |  |  |  |  | Non-conforme | 1 - Product quality and specific measurement equipment |  |  |  | Dimensionnel | +45 ° | accuacy 0,15° at 25 °C at 40°C to 85 °C | [9 empty] | FALSE |  | Inclinometer
3938 | CSCR0761_Stabilized power supply | Stabilized power supply | CSCR0761 |  | No |  |  | Y.SKOCZEK | Y.SKOCZEK | LABORATOIRE DEVELOPPEMENT / SCR / PVC-SCR-01 |  |  | Y.SKOCZEK | No | [15 empty] | LOC-752A268-0014 |  |  |  |  | No calibration status | 3 - Not affecting quality equipment |  |  |  | Electricité | 0/20 V;0/38 A | ± 0,5V; Approach device | [9 empty] | FALSE |  | Stabilized power supply
3939 | CSCR0764_Thermocouple [T] | Thermocouple [T] | CSCR0764 |  | No | Temperature sensor |  | Y.SKOCZEK | Y.SKOCZEK | LABORATOIRE DEVELOPPEMENT / SCR / A-SCR-01 |  |  | Y.SKOCZEK | No | [20 empty] | Non-conforme | 1 - Product quality and specific measurement equipment |  |  |  | Température | -40/+150 °C | ±1 °C | [6 empty] | Temperature sensor |  |  | FALSE |  | Thermocouple [T]
3940 | CSCR0765_Thermocouple [T] | Thermocouple [T] | CSCR0765 |  | No | Temperature sensor |  | Y.SKOCZEK | Y.SKOCZEK | LABORATOIRE DEVELOPPEMENT / SCR / A-SCR-01 |  |  | Y.SKOCZEK | No | [20 empty] | Conform | 1 - Product quality and specific measurement equipment | 02/08/2024 16:07:57 |  |  | Température | -40/+150 °C | ±1 °C | [6 empty] | Temperature sensor |  |  | FALSE |  | Thermocouple [T] |  |  | 02/08/2022 16:07:57 |  | 744
3941 | CSCR0766_Thermocouple [T] | Thermocouple [T] | CSCR0766 |  | No | Temperature sensor |  | Y.SKOCZEK | Y.SKOCZEK | LABORATOIRE DEVELOPPEMENT / SCR / A-SCR-01 |  |  | Y.SKOCZEK | No | [20 empty] | Conform | 1 - Product quality and specific measurement equipment | 03/08/2024 11:44:04 |  |  | Température | -40/+150 °C | ±1 °C | [6 empty] | Temperature sensor |  |  | FALSE |  | Thermocouple [T] |  |  | 03/08/2022 11:44:04 |  | 744
3942 | CSCR0767_Thermocouple [T] | Thermocouple [T] | CSCR0767 |  | No | Temperature sensor |  | Y.SKOCZEK | Y.SKOCZEK | LABORATOIRE DEVELOPPEMENT / SCR / A-SCR-01 |  |  | Y.SKOCZEK | No | [20 empty] | Conform | 1 - Product quality and specific measurement equipment | 10/02/2023 00:00:00 |  |  | Température | -40/+100 °C | ±1 °C | [6 empty] | Temperature sensor |  |  | FALSE |  | Thermocouple [T] |  |  | 10/02/2021 00:00:00 |  | 744
3943 | CSCR0768_Thermocouple [T] | Thermocouple [T] | CSCR0768 |  | No | Temperature sensor |  | Y.SKOCZEK | Y.SKOCZEK | LABORATOIRE DEVELOPPEMENT / SCR / A-SCR-01 |  |  | Y.SKOCZEK | No | [20 empty] | Conform | 1 - Product quality and specific measurement equipment | 02/08/2024 09:02:21 |  |  | Température | -40/+150 °C | ±1 °C | [6 empty] | Temperature sensor |  |  | FALSE |  | Thermocouple [T] |  |  | 02/08/2022 09:02:21 |  | 744
3944 | CSCR0769_Thermocouple [T] | Thermocouple [T] | CSCR0769 |  | No | Temperature sensor |  | Y.SKOCZEK | Y.SKOCZEK | LABORATOIRE DEVELOPPEMENT / SCR / A-SCR-01 |  |  | Y.SKOCZEK | No | [20 empty] | Conform | 1 - Product quality and specific measurement equipment | 02/08/2024 08:56:54 |  |  | Température | -40/+150 °C | ±1 °C | [6 empty] | Temperature sensor |  |  | FALSE |  | Thermocouple [T] |  |  | 02/08/2022 08:56:54 |  | 744
3945 | CSCR0770_Thermocouple [T] | Thermocouple [T] | CSCR0770 |  | No | Temperature sensor |  | Y.SKOCZEK | Y.SKOCZEK | LABORATOIRE DEVELOPPEMENT / SCR / A-SCR-01 |  |  | Y.SKOCZEK | No | [20 empty] | Conform | 1 - Product quality and specific measurement equipment | 02/08/2024 15:14:01 |  |  | Température | -40/+150 °C | ±1 °C | [6 empty] | Temperature sensor |  |  | FALSE |  | Thermocouple [T] |  |  | 02/08/2022 15:14:01 |  | 744
3946 | CSCR0771_Thermocouple [T] | Thermocouple [T] | CSCR0771 |  | No | Temperature sensor |  | Y.SKOCZEK | Y.SKOCZEK | LABORATOIRE DEVELOPPEMENT / SCR / A-SCR-01 |  |  | Y.SKOCZEK | No | [20 empty] | Conform | 1 - Product quality and specific measurement equipment | 03/08/2024 14:26:31 |  |  | Température | -40/+150 °C | ±1 °C | [6 empty] | Temperature sensor |  |  | FALSE |  | Thermocouple [T] |  |  | 03/08/2022 14:26:31 |  | 744
3947 | CSCR0772_Thermocouple [T] | Thermocouple [T] | CSCR0772 |  | No | Temperature sensor |  | Y.SKOCZEK | Y.SKOCZEK | LABORATOIRE DEVELOPPEMENT / SCR / A-SCR-01 |  |  | Y.SKOCZEK | No | [20 empty] | Conform | 1 - Product quality and specific measurement equipment | 02/08/2024 00:00:00 |  |  | Température | -40/+150 °C | ±1 °C | [6 empty] | Temperature sensor |  |  | FALSE |  | Thermocouple [T] |  |  | 02/08/2022 00:00:00 |  | 744
3948 | CSCR0773_Thermocouple [T] | Thermocouple [T] | CSCR0773 |  | No | Temperature sensor |  | Y.SKOCZEK | Y.SKOCZEK | LABORATOIRE DEVELOPPEMENT / SCR / A-SCR-01 |  |  | Y.SKOCZEK | No | [20 empty] | Conform | 1 - Product quality and specific measurement equipment | 03/08/2024 10:49:44 |  |  | Température | -40/+150 °C | ±1 °C | [6 empty] | Temperature sensor |  |  | FALSE |  | Thermocouple [T] |  |  | 03/08/2022 10:49:44 |  | 744
3949 | CSCR0774_Thermocouple [T] | Thermocouple [T] | CSCR0774 |  | No | Temperature sensor |  | Y.SKOCZEK | Y.SKOCZEK | LABORATOIRE DEVELOPPEMENT / SCR / A-SCR-01 |  |  | Y.SKOCZEK | No | [20 empty] | Conform | 1 - Product quality and specific measurement equipment | 02/08/2024 09:11:35 |  |  | Température | -40/+150 °C | ±1 °C | [6 empty] | Temperature sensor |  |  | FALSE |  | Thermocouple [T] |  |  | 02/08/2022 09:11:35 |  | 744
3950 | CSCR0775_Thermocouple [T] | Thermocouple [T] | CSCR0775 |  | No | Temperature sensor |  | Y.SKOCZEK | Y.SKOCZEK | LABORATOIRE DEVELOPPEMENT / SCR / A-SCR-01 |  |  | Y.SKOCZEK | No | [20 empty] | Conform | 1 - Product quality and specific measurement equipment | 03/08/2024 11:05:34 |  |  | Température | -40/+150 °C | ±1 °C | [6 empty] | Temperature sensor |  |  | FALSE |  | Thermocouple [T] |  |  | 03/08/2022 11:05:34 |  | 744
3951 | CSCR0776_Thermocouple [T] | Thermocouple [T] | CSCR0776 |  | No | Temperature sensor |  | Y.SKOCZEK | Y.SKOCZEK | LABORATOIRE DEVELOPPEMENT / SCR / A-SCR-01 |  |  | Y.SKOCZEK | No | [20 empty] | Conform | 1 - Product quality and specific measurement equipment | 02/08/2024 14:56:15 |  |  | Température | -40/+150 °C | ±1 °C | [6 empty] | Temperature sensor |  |  | FALSE |  | Thermocouple [T] |  |  | 02/08/2022 14:56:15 |  | 744
3952 | CSCR0777_Thermocouple [T] | Thermocouple [T] | CSCR0777 |  | No | Temperature sensor |  | Y.SKOCZEK | Y.SKOCZEK | LABORATOIRE DEVELOPPEMENT / SCR / A-SCR-01 |  |  | Y.SKOCZEK | No | [20 empty] | Conform | 1 - Product quality and specific measurement equipment | 03/08/2024 14:15:22 |  |  | Température | -40/+150 °C | ±1 °C | [6 empty] | Temperature sensor |  |  | FALSE |  | Thermocouple [T] |  |  | 03/08/2022 14:15:22 |  | 744
3953 | CSCR0778_Thermocouple [T] | Thermocouple [T] | CSCR0778 |  | No | Temperature sensor |  | Y.SKOCZEK | Y.SKOCZEK | LABORATOIRE DEVELOPPEMENT / SCR / A-SCR-01 |  |  | Y.SKOCZEK | No | [20 empty] | Conform | 1 - Product quality and specific measurement equipment | 02/08/2024 15:05:46 |  |  | Température | -40/+150 °C | ±1 °C | [6 empty] | Temperature sensor |  |  | FALSE |  | Thermocouple [T] |  |  | 02/08/2022 15:05:46 |  | 744
3954 | CSCR0779_Thermocouple [T] | Thermocouple [T] | CSCR0779 |  | No | Temperature sensor |  | Y.SKOCZEK | Y.SKOCZEK | LABORATOIRE DEVELOPPEMENT / SCR / A-SCR-01 |  |  | Y.SKOCZEK | No | [20 empty] | Conform | 1 - Product quality and specific measurement equipment | 01/08/2024 15:53:22 |  |  | Température | -40/+150 °C | ±1 °C | [6 empty] | Temperature sensor |  |  | FALSE |  | Thermocouple [T] |  |  | 01/08/2022 15:53:22 |  | 744
3955 | CSCR0780_Thermocouple [T] | Thermocouple [T] | CSCR0780 |  | No | Temperature sensor |  | Y.SKOCZEK | Y.SKOCZEK | LABORATOIRE DEVELOPPEMENT / SCR / A-SCR-01 |  |  | Y.SKOCZEK | No | [20 empty] | Conform | 1 - Product quality and specific measurement equipment | 02/08/2024 09:33:46 |  |  | Température | -40/+150 °C | ±1 °C | [6 empty] | Temperature sensor |  |  | FALSE |  | Thermocouple [T] |  |  | 02/08/2022 09:33:46 |  | 744
3956 | CSCR0782_Thermocouple [T] | Thermocouple [T] | CSCR0782 |  | No | Temperature sensor |  | Y.SKOCZEK | Y.SKOCZEK | LABORATOIRE DEVELOPPEMENT / SCR / A-SCR-01 |  |  | Y.SKOCZEK | No | [20 empty] | Conform | 1 - Product quality and specific measurement equipment | 03/08/2024 11:21:27 |  |  | Température | -40/+150 °C | ±1 °C | [6 empty] | Temperature sensor |  |  | FALSE |  | Thermocouple [T] |  |  | 03/08/2022 11:21:27 |  | 744
3957 | CSCR0783_Thermocouple [T] | Thermocouple [T] | CSCR0783 |  | No | Temperature sensor |  | Y.SKOCZEK | Y.SKOCZEK | LABORATOIRE DEVELOPPEMENT / SCR / A-SCR-01 |  |  | Y.SKOCZEK | No | [20 empty] | Conform | 1 - Product quality and specific measurement equipment | 02/08/2024 14:40:58 |  |  | Température | -40/+150 °C | ±1 °C | [6 empty] | Temperature sensor |  |  | FALSE |  | Thermocouple [T] |  |  | 02/08/2022 14:40:58 |  | 744
3958 | CSCR0784_Thermocouple [T] | Thermocouple [T] | CSCR0784 |  | No | Temperature sensor |  | Y.SKOCZEK | Y.SKOCZEK | LABORATOIRE DEVELOPPEMENT / SCR / A-SCR-01 |  |  | Y.SKOCZEK | No | [20 empty] | Conform | 1 - Product quality and specific measurement equipment | 01/08/2024 15:58:23 |  |  | Température | -40/+150 °C | ±1 °C | [6 empty] | Temperature sensor |  |  | FALSE |  | Thermocouple [T] |  |  | 01/08/2022 15:58:23 |  | 744
3959 | CSCR0785_Thermocouple [T] | Thermocouple [T] | CSCR0785 |  | No | Temperature sensor |  | Y.SKOCZEK | Y.SKOCZEK | LABORATOIRE DEVELOPPEMENT / SCR / A-SCR-01 |  |  | Y.SKOCZEK | No | [20 empty] | Conform | 1 - Product quality and specific measurement equipment | 01/08/2024 10:07:40 |  |  | Température | -40/+150 °C | ±1 °C | [6 empty] | Temperature sensor |  |  | FALSE |  | Thermocouple [T] |  |  | 01/08/2022 10:07:40 |  | 744
3960 | CSCR0786_Thermocouple [T] | Thermocouple [T] | CSCR0786 |  | No | Temperature sensor |  | Y.SKOCZEK | Y.SKOCZEK | LABORATOIRE DEVELOPPEMENT / SCR / A-SCR-01 |  |  | Y.SKOCZEK | No | [20 empty] | Conform | 1 - Product quality and specific measurement equipment | 29/07/2024 10:02:48 |  |  | Température | -40/+100 °C | ±1 °C | [6 empty] | Temperature sensor |  |  | FALSE |  | Thermocouple [T] |  |  | 29/07/2022 10:02:48 |  | 744
3961 | CSCR0787_Thermocouple [T] | Thermocouple [T] | CSCR0787 |  | No | Temperature sensor |  | Y.SKOCZEK | Y.SKOCZEK | LABORATOIRE DEVELOPPEMENT / SCR / A-SCR-01 |  |  | Y.SKOCZEK | No | [20 empty] | Conform | 1 - Product quality and specific measurement equipment | 02/08/2024 15:09:46 |  |  | Température | -40/+150 °C | ±1 °C | [6 empty] | Temperature sensor |  |  | FALSE |  | Thermocouple [T] |  |  | 02/08/2022 15:09:46 |  | 744
3962 | CSCR0788_Thermocouple [T] | Thermocouple [T] | CSCR0788 |  | No | Temperature sensor |  | Y.SKOCZEK | Y.SKOCZEK | LABORATOIRE DEVELOPPEMENT / SCR / A-SCR-01 |  |  | Y.SKOCZEK | No | [20 empty] | Conform | 1 - Product quality and specific measurement equipment | 01/08/2024 10:04:55 |  |  | Température | -40/+150 °C | ±1 °C | [6 empty] | Temperature sensor |  |  | FALSE |  | Thermocouple [T] |  |  | 01/08/2022 10:04:55 |  | 744
3963 | CSCR0789_Thermocouple [T] | Thermocouple [T] | CSCR0789 |  | No | Temperature sensor |  | Y.SKOCZEK | Y.SKOCZEK | LABORATOIRE DEVELOPPEMENT / SCR / A-SCR-01 |  |  | Y.SKOCZEK | No | [20 empty] | Conform | 1 - Product quality and specific measurement equipment | 02/08/2024 14:44:45 |  |  | Température | -40/+150 °C | ±1 °C | [6 empty] | Temperature sensor |  |  | FALSE |  | Thermocouple [T] |  |  | 02/08/2022 14:44:45 |  | 744
3964 | CSCR0790_Thermocouple [T] | Thermocouple [T] | CSCR0790 |  | No | Temperature sensor |  | Y.SKOCZEK | Y.SKOCZEK | LABORATOIRE DEVELOPPEMENT / SCR / A-SCR-01 |  |  | Y.SKOCZEK | No | [20 empty] | Conform | 1 - Product quality and specific measurement equipment | 03/08/2024 00:00:00 |  |  | Température | -40/+150 °C | ±1 °C | [6 empty] | Temperature sensor |  |  | FALSE |  | Thermocouple [T] |  |  | 03/08/2022 00:00:00 |  | 744
3965 | CSCR0791_Thermocouple [T] | Thermocouple [T] | CSCR0791 |  | No | Temperature sensor |  | Y.SKOCZEK | Y.SKOCZEK | LABORATOIRE DEVELOPPEMENT / SCR / A-SCR-01 |  |  | Y.SKOCZEK | No | [20 empty] | Conform | 1 - Product quality and specific measurement equipment | 01/08/2024 10:11:29 |  |  | Température | -40/+150 °C | ±1 °C | [6 empty] | Temperature sensor |  |  | FALSE |  | Thermocouple [T] |  |  | 01/08/2022 10:11:29 |  | 744
3966 | CSCR0792_Thermocouple [T] | Thermocouple [T] | CSCR0792 |  | No | Temperature sensor |  | Y.SKOCZEK | Y.SKOCZEK | LABORATOIRE DEVELOPPEMENT / SCR / A-SCR-01 |  |  | Y.SKOCZEK | No | [20 empty] | Conform | 1 - Product quality and specific measurement equipment | 03/08/2024 11:29:45 |  |  | Température | -40/+150 °C | ±1 °C | [6 empty] | Temperature sensor |  |  | FALSE |  | Thermocouple [T] |  |  | 03/08/2022 11:29:45 |  | 744
3967 | CSCR0793_Thermocouple [T] | Thermocouple [T] | CSCR0793 |  | No | Temperature sensor |  | Y.SKOCZEK | Y.SKOCZEK | LABORATOIRE DEVELOPPEMENT / SCR / A-SCR-01 |  |  | Y.SKOCZEK | No | [20 empty] | Conform | 1 - Product quality and specific measurement equipment | 02/08/2024 15:00:25 |  |  | Température | -40/+150 °C | ±1 °C | [6 empty] | Temperature sensor |  |  | FALSE |  | Thermocouple [T] |  |  | 02/08/2022 15:00:25 |  | 744
3968 | CSCR0794_Thermocouple [T] | Thermocouple [T] | CSCR0794 |  | No | Temperature sensor |  | Y.SKOCZEK | Y.SKOCZEK | LABORATOIRE DEVELOPPEMENT / SCR / A-SCR-01 |  |  | Y.SKOCZEK | No | [20 empty] | Non-conforme | 1 - Product quality and specific measurement equipment |  |  |  | Température | -40/+150 °C | ±1 °C | [6 empty] | Temperature sensor |  |  | FALSE |  | Thermocouple [T]
3969 | CSCR0795_Thermocouple [T] | Thermocouple [T] | CSCR0795 |  | No | Temperature sensor |  | Y.SKOCZEK | Y.SKOCZEK | LABORATOIRE DEVELOPPEMENT / SCR / A-SCR-01 |  |  | Y.SKOCZEK | No | [20 empty] | Conform | 1 - Product quality and specific measurement equipment | 02/08/2024 08:33:07 |  |  | Température | -40/+150 °C | ±1 °C | [6 empty] | Temperature sensor |  |  | FALSE |  | Thermocouple [T] |  |  | 02/08/2022 08:33:07 |  | 744
3970 | CSCR0796_Thermocouple [T] | Thermocouple [T] | CSCR0796 |  | No | Temperature sensor |  | Y.SKOCZEK | Y.SKOCZEK | LABORATOIRE DEVELOPPEMENT / SCR / A-SCR-01 |  |  | Y.SKOCZEK | No | [20 empty] | Conform | 1 - Product quality and specific measurement equipment | 01/08/2024 16:12:29 |  |  | Température | -40/+150 °C | ±1 °C | [6 empty] | Temperature sensor |  |  | FALSE |  | Thermocouple [T] |  |  | 01/08/2022 16:12:29 |  | 744
3971 | CSCR0797_Thermocouple [T] | Thermocouple [T] | CSCR0797 |  | No | Temperature sensor |  | Y.SKOCZEK | Y.SKOCZEK | LABORATOIRE DEVELOPPEMENT / SCR / A-SCR-01 |  |  | Y.SKOCZEK | No | [20 empty] | Conform | 1 - Product quality and specific measurement equipment | 02/08/2024 09:31:09 |  |  | Température | -40/+150 °C | ±1 °C | [6 empty] | Temperature sensor |  |  | FALSE |  | Thermocouple [T] |  |  | 02/08/2022 09:31:09 |  | 744
3972 | CSCR0798_Thermocouple [T] | Thermocouple [T] | CSCR0798 |  | No | Temperature sensor |  | Y.SKOCZEK | Y.SKOCZEK | LABORATOIRE DEVELOPPEMENT / SCR / A-SCR-01 |  |  | Y.SKOCZEK | No | [20 empty] | Non-conforme | 1 - Product quality and specific measurement equipment |  |  |  | Température | -40/+100 °C | ±1 °C | [6 empty] | Temperature sensor |  |  | FALSE |  | Thermocouple [T]
3973 | CSCR0799_Thermocouple [T] | Thermocouple [T] | CSCR0799 |  | No | Temperature sensor |  | Y.SKOCZEK | Y.SKOCZEK | LABORATOIRE DEVELOPPEMENT / SCR / A-SCR-01 |  |  | Y.SKOCZEK | No | [20 empty] | Conform | 1 - Product quality and specific measurement equipment | 03/08/2024 14:21:01 |  |  | Température | -40/+150 °C | ±1 °C | [6 empty] | Temperature sensor |  |  | FALSE |  | Thermocouple [T] |  |  | 03/08/2022 14:21:01 |  | 744
3974 | CSCR0800_Thermocouple [T] | Thermocouple [T] | CSCR0800 |  | No | Temperature sensor |  | Y.SKOCZEK | Y.SKOCZEK | LABORATOIRE DEVELOPPEMENT / SCR / A-SCR-01 |  |  | Y.SKOCZEK | No | [20 empty] | Conform | 1 - Product quality and specific measurement equipment | 03/08/2024 13:57:29 |  |  | Température | -40/+150 °C | ±1 °C | [6 empty] | Temperature sensor |  |  | FALSE |  | Thermocouple [T] |  |  | 03/08/2022 13:57:29 |  | 744
3975 | CSCR0801_Thermocouple [T] | Thermocouple [T] | CSCR0801 |  | No | Temperature sensor |  | Y.SKOCZEK | Y.SKOCZEK | LABORATOIRE DEVELOPPEMENT / SCR / A-SCR-01 |  |  | Y.SKOCZEK | No | [20 empty] | Conform | 1 - Product quality and specific measurement equipment | 02/08/2024 14:35:29 |  |  | Température | -40/+150 °C | ±1 °C | [6 empty] | Temperature sensor |  |  | FALSE |  | Thermocouple [T] |  |  | 02/08/2022 14:35:29 |  | 744
3976 | CSCR0802_Thermocouple [T] | Thermocouple [T] | CSCR0802 |  | No | Temperature sensor |  | Y.SKOCZEK | Y.SKOCZEK | LABORATOIRE DEVELOPPEMENT / SCR / A-SCR-01 |  |  | Y.SKOCZEK | No | [20 empty] | Conform | 1 - Product quality and specific measurement equipment | 03/08/2024 11:41:08 |  |  | Température | -40/+150 °C | ±1 °C | [6 empty] | Temperature sensor |  |  | FALSE |  | Thermocouple [T] |  |  | 03/08/2022 11:41:08 |  | 744
3977 | CSCR0803_Thermocouple [T] | Thermocouple [T] | CSCR0803 |  | No | Temperature sensor |  | Y.SKOCZEK | Y.SKOCZEK | LABORATOIRE DEVELOPPEMENT / SCR / A-SCR-01 |  |  | Y.SKOCZEK | No | [20 empty] | Conform | 1 - Product quality and specific measurement equipment | 03/08/2024 10:56:39 |  |  | Température | -40/+150 °C | ±1 °C | [6 empty] | Temperature sensor |  |  | FALSE |  | Thermocouple [T] |  |  | 03/08/2022 10:56:39 |  | 744
3978 | CSCR0804_Thermocouple [T] | Thermocouple [T] | CSCR0804 |  | No | Temperature sensor |  | Y.SKOCZEK | Y.SKOCZEK | LABORATOIRE DEVELOPPEMENT / SCR / A-SCR-01 |  |  | Y.SKOCZEK | No | [20 empty] | Conform | 1 - Product quality and specific measurement equipment | 02/08/2024 09:23:43 |  |  | Température | -40/+150 °C | ±1 °C | [6 empty] | Temperature sensor |  |  | FALSE |  | Thermocouple [T] |  |  | 02/08/2022 09:23:43 |  | 744
3979 | CSCR0805_Thermocouple [T] | Thermocouple [T] | CSCR0805 |  | No | Temperature sensor |  | Y.SKOCZEK | Y.SKOCZEK | LABORATOIRE DEVELOPPEMENT / SCR / A-SCR-01 |  |  | Y.SKOCZEK | No | [20 empty] | Conform | 1 - Product quality and specific measurement equipment | 03/08/2024 13:55:31 |  |  | Température | -40/+150 °C | ±1 °C | [6 empty] | Temperature sensor |  |  | FALSE |  | Thermocouple [T] |  |  | 03/08/2022 13:55:31 |  | 744
3980 | CSCR0806_Thermocouple [T] | Thermocouple [T] | CSCR0806 |  | No | Temperature sensor |  | Y.SKOCZEK | Y.SKOCZEK | LABORATOIRE DEVELOPPEMENT / SCR / A-SCR-01 |  |  | Y.SKOCZEK | No | [20 empty] | Conform | 1 - Product quality and specific measurement equipment | 02/08/2024 16:02:04 |  |  | Température | -40/+150 °C | ±1 °C | [6 empty] | Temperature sensor |  |  | FALSE |  | Thermocouple [T] |  |  | 02/08/2022 16:02:04 |  | 744
3981 | CSCR0807_Thermocouple [T] | Thermocouple [T] | CSCR0807 |  | No | Temperature sensor |  | Y.SKOCZEK | Y.SKOCZEK | LABORATOIRE DEVELOPPEMENT / SCR / A-SCR-01 |  |  | Y.SKOCZEK | No | [20 empty] | Conform | 1 - Product quality and specific measurement equipment | 01/08/2024 16:09:04 |  |  | Température | -40/+150 °C | ±1 °C | [6 empty] | Temperature sensor |  |  | FALSE |  | Thermocouple [T] |  |  | 01/08/2022 16:09:04 |  | 744
3982 | CSCR0808_Thermocouple [T] | Thermocouple [T] | CSCR0808 |  | No | Temperature sensor |  | Y.SKOCZEK | Y.SKOCZEK | LABORATOIRE DEVELOPPEMENT / SCR / A-SCR-01 |  |  | Y.SKOCZEK | No | [20 empty] | Conform | 1 - Product quality and specific measurement equipment | 01/08/2024 16:08:10 |  |  | Température | -40/+150 °C | ±1 °C | [6 empty] | Temperature sensor |  |  | FALSE |  | Thermocouple [T] |  |  | 01/08/2022 16:08:10 |  | 744
3983 | CSCR0809_Thermocouple [T] | Thermocouple [T] | CSCR0809 |  | No | Temperature sensor |  | Y.SKOCZEK | Y.SKOCZEK | LABORATOIRE DEVELOPPEMENT / SCR / A-SCR-01 |  |  | Y.SKOCZEK | No | [20 empty] | Conform | 1 - Product quality and specific measurement equipment | 02/08/2024 15:16:54 |  |  | Température | -40/+150 °C | ±1 °C | [6 empty] | Temperature sensor |  |  | FALSE |  | Thermocouple [T] |  |  | 02/08/2022 15:16:54 |  | 744
3984 | CSCR0810_Thermocouple [T] | Thermocouple [T] | CSCR0810 |  | No | Temperature sensor |  | Y.SKOCZEK | Y.SKOCZEK | LABORATOIRE DEVELOPPEMENT / SCR / A-SCR-01 |  |  | Y.SKOCZEK | No | [20 empty] | Conform | 1 - Product quality and specific measurement equipment | 02/08/2024 08:49:22 |  |  | Température | -40/+150 °C | ±1 °C | [6 empty] | Temperature sensor |  |  | FALSE |  | Thermocouple [T] |  |  | 02/08/2022 08:49:22 |  | 744
3985 | CSCR0811_Thermocouple [T] | Thermocouple [T] | CSCR0811 |  | No | Temperature sensor |  | Y.SKOCZEK | Y.SKOCZEK | LABORATOIRE DEVELOPPEMENT / SCR / A-SCR-01 |  |  | Y.SKOCZEK | No | [20 empty] | Conform | 1 - Product quality and specific measurement equipment | 03/08/2024 11:38:14 |  |  | Température | -40/+150 °C | ±1 °C | [6 empty] | Temperature sensor |  |  | FALSE |  | Thermocouple [T] |  |  | 03/08/2022 11:38:14 |  | 744
3986 | CSCR0812_Thermocouple [T] | Thermocouple [T] | CSCR0812 |  | No | Temperature sensor |  | Y.SKOCZEK | Y.SKOCZEK | LABORATOIRE DEVELOPPEMENT / SCR / A-SCR-01 |  |  | Y.SKOCZEK | No | [20 empty] | Non-conforme | 1 - Product quality and specific measurement equipment |  |  |  | Température | -40/+100 °C | ±1 °C | [6 empty] | Temperature sensor |  |  | FALSE |  | Thermocouple [T]
3987 | CSCR0813_Thermocouple [T] | Thermocouple [T] | CSCR0813 |  | No | Temperature sensor |  | Y.SKOCZEK | Y.SKOCZEK | LABORATOIRE DEVELOPPEMENT / SCR / A-SCR-01 |  |  | Y.SKOCZEK | No | [20 empty] | Conform | 1 - Product quality and specific measurement equipment | 03/08/2024 11:13:13 |  |  | Température | -40/+150 °C | ±1 °C | [6 empty] | Temperature sensor |  |  | FALSE |  | Thermocouple [T] |  |  | 03/08/2022 11:13:13 |  | 744
3988 | CSCR0814_Thermocouple [T] | Thermocouple [T] | CSCR0814 |  | No | Temperature sensor |  | Y.SKOCZEK | Y.SKOCZEK | LABORATOIRE DEVELOPPEMENT / SCR / A-SCR-01 |  |  | Y.SKOCZEK | No | [20 empty] | Conform | 1 - Product quality and specific measurement equipment | 02/08/2024 14:51:44 |  |  | Température | -40/+150 °C | ±1 °C | [6 empty] | Temperature sensor |  |  | FALSE |  | Thermocouple [T] |  |  | 02/08/2022 14:51:44 |  | 744
3989 | CSCR0815_Thermocouple [K] | Thermocouple [K] | CSCR0815 |  | No | Temperature sensor |  | Y.SKOCZEK | Y.SKOCZEK | LABORATOIRE DEVELOPPEMENT / SCR / A-SCR-01 |  |  | Y.SKOCZEK | No | [21 empty] | 1 - Product quality and specific measurement equipment |  |  |  | Température | -40/+100 °C | ±2 °C | [6 empty] | Temperature sensor |  |  | FALSE |  | Thermocouple [K]
3990 | CSCR0816_Liquid flowmeter | Liquid flowmeter | CSCR0816 |  | No |  |  | Y.SKOCZEK | Y.SKOCZEK | LABORATOIRE DEVELOPPEMENT / SCR / A-SCR-01 |  |  | Y.SKOCZEK | No | [14 empty] | 257-133 | / |  |  |  |  | No calibration status | 3 - Not affecting quality equipment |  |  |  | Débit | 30/100 L/h | Approach device | [9 empty] | FALSE |  | Liquid flowmeter
3991 | CSCR0817_Liquid flowmeter | Liquid flowmeter | CSCR0817 |  | No |  |  | Y.SKOCZEK | Y.SKOCZEK | LABORATOIRE DEVELOPPEMENT / SCR / A-SCR-01 |  |  | Y.SKOCZEK | No | [14 empty] | 257-149 | / |  |  |  |  | No calibration status | 3 - Not affecting quality equipment |  |  |  | Débit | 30/100 L/h | Approach device | [9 empty] | FALSE |  | Liquid flowmeter
3992 | CSCR0818_Clampmeter | Clampmeter | CSCR0818 |  | No |  |  | Y.SKOCZEK | Y.SKOCZEK | Armoire A-SCR-02 |  |  | Y.SKOCZEK | No | [14 empty] | IPM 243F-123-3257 | 78400508 |  |  |  |  | Conform | 1 - Product quality and specific measurement equipment | 27/04/2023 00:00:00 |  |  | Electricité |  | 0/100 VDC; 0/100 A; 0/100 k | [9 empty] | FALSE |  | Clampmeter |  |  | 27/04/2021 00:00:00 |  | 744
3993 | CSCR0819_Clampmeter | Clampmeter | CSCR0819 |  | No |  |  | Y.SKOCZEK | Y.SKOCZEK | Armoire A-SCR-02 |  |  | Y.SKOCZEK | No | [14 empty] | IPM 243f | 78400515 |  |  |  |  | Conform | 1 - Product quality and specific measurement equipment | 27/04/2023 11:41:41 |  |  | Electricité |  | 0/100 VDC; 0/100 A; 0/100 k | [9 empty] | FALSE |  | Clampmeter |  |  | 27/04/2021 11:41:41 |  | 744
3994 | CSCR0820_Pressure sensor [0-25 bar] | Pressure sensor [0-25 bar] | CSCR0820 |  | No |  |  | Y.SKOCZEK | Y.SKOCZEK | Armoire A-SCR-02 |  |  | Y.SKOCZEK | No | [14 empty] | VEGABAR82 | 41913475 |  |  |  |  | Conform | 1 - Product quality and specific measurement equipment | 07/09/2024 10:10:45 |  |  | Pression | 0/25 bar | ±20 mbar | [9 empty] | FALSE |  | Pressure sensor [0-25 bar] |  |  | 07/09/2022 10:10:45 |  | 744
3995 | CSCR0821_Pressure sensor [0-25 bar] | Pressure sensor [0-25 bar] | CSCR0821 |  | No |  |  | Y.SKOCZEK | Y.SKOCZEK | Armoire A-SCR-02 |  |  | Y.SKOCZEK | No | [14 empty] | VEGABAR82 | 41913474 |  |  |  |  | Conform | 1 - Product quality and specific measurement equipment | 07/09/2024 10:03:31 |  |  | Pression | 0/25 bar | ±20 mbar | [9 empty] | FALSE |  | Pressure sensor [0-25 bar] |  |  | 07/09/2022 10:03:31 |  | 744
3996 | CSCR0822_Pressure sensor [0-25 bar] | Pressure sensor [0-25 bar] | CSCR0822 |  | No |  |  | Y.SKOCZEK | Y.SKOCZEK | Armoire A-SCR-02 |  |  | Y.SKOCZEK | No | [14 empty] | VEGABAR82 | 41913473 |  |  |  |  | Conform | 1 - Product quality and specific measurement equipment | 07/09/2024 09:54:28 |  |  | Pression | 0/25 bar | ±20 mbar | [9 empty] | FALSE |  | Pressure sensor [0-25 bar] |  |  | 07/09/2022 09:54:28 |  | 744
3997 | CSCR0823_Pressure sensor [0-25 bar] | Pressure sensor [0-25 bar] | CSCR0823 |  | No |  |  | Y.SKOCZEK | Y.SKOCZEK | Armoire A-SCR-02 |  |  | Y.SKOCZEK | No | [14 empty] | VEGABAR82 | 41913472 |  |  |  |  | Out of date | 1 - Product quality and specific measurement equipment | 24/08/2022 10:40:23 |  |  | Pression | 0/25 bar | ±20 mbar | [9 empty] | FALSE |  | Pressure sensor [0-25 bar] |  |  | 24/08/2020 10:40:23 |  | 744
3998 | CSCR0830_Torque wrench | Torque wrench | CSCR0830 |  | No |  |  | Y.SKOCZEK | Y.SKOCZEK | LABORATOIRE DEVELOPPEMENT / SCR / R-SCR-04 |  |  | Y.SKOCZEK | No | [14 empty] | A.402 | X010841 |  |  |  |  | Out of date | 1 - Product quality and specific measurement equipment | 11/01/2023 08:31:47 |  |  | Couple | 0,5/2,5 Nm | ±6 %RV | [9 empty] | FALSE |  | Torque wrench |  |  | 11/01/2021 08:31:47 |  | 744
3999 | CSCR0831_Frequency measuring chain | Frequency measuring chain | CSCR0831 |  | No |  |  | Y.SKOCZEK | Y.SKOCZEK | LABORATOIRE DEVELOPPEMENT / SCR / Banc slosh linéaire 9 |  |  | Y.SKOCZEK | No | [20 empty] | No calibration status | 3 - Not affecting quality equipment |  |  |  | Electricité | 0,1/2 Hz ou 0,3/1,5 Hz | Approach device | [9 empty] | FALSE |  | Frequency measuring chain
4000 | CSCR0832_Stabilized power supply | Stabilized power supply | CSCR0832 |  | No |  |  | Y.SKOCZEK | Y.SKOCZEK | LABORATOIRE DEVELOPPEMENT / SCR / SCR area |  |  | Y.SKOCZEK | No | [14 empty] | / | / |  |  |  |  | No calibration status | 3 - Not affecting quality equipment |  |  |  | Electricité | 0/20 V;0/38 A | Approach device | [9 empty] | FALSE |  | Stabilized power supply
4001 | CSCR0850_Caliper | Caliper | CSCR0850 |  | No |  |  | Y.SKOCZEK | Y.SKOCZEK | Armoire A-SCR-02 |  |  | Y.SKOCZEK | No | [14 empty] | 6000 | 18091517 |  |  |  |  | Conform | 1 - Product quality and specific measurement equipment | 15/09/2023 00:00:00 |  |  | Dimensionnel | 0/150 mm | ± 0,1 mm | [9 empty] | FALSE |  | Caliper |  |  | 15/09/2021 00:00:00 |  | 744
4002 | CSCR0851_Caliper | Caliper | CSCR0851 |  | No |  |  | Y.SKOCZEK | Y.SKOCZEK | Armoire A-SCR-02 |  |  | Y.SKOCZEK | No | [14 empty] | 6000 | 18091562 |  |  |  |  | Conform | 1 - Product quality and specific measurement equipment | 15/09/2023 08:46:27 |  |  | Dimensionnel | 0/150 mm | ± 0,1 mm | [9 empty] | FALSE |  | Caliper |  |  | 15/09/2021 08:46:27 |  | 744
4003 | CSCR0852_Stabilized power supply | Stabilized power supply | CSCR0852 |  | No |  |  | Y.SKOCZEK | Y.SKOCZEK | Armoire A-SCR-02 |  |  | Y.SKOCZEK | No | [20 empty] | No calibration status | 3 - Not affecting quality equipment |  |  |  | Electricité |  | approch device | [9 empty] | FALSE |  | Stabilized power supply
4004 | CSCR0853_Stabilized power supply | Stabilized power supply | CSCR0853 |  | No |  |  | Y.SKOCZEK | Y.SKOCZEK | Armoire A-SCR-02 |  |  | Y.SKOCZEK | No | [15 empty] | / |  |  |  |  | No calibration status | 3 - Not affecting quality equipment |  |  |  | Electricité | Approach device | Approach device | [9 empty] | FALSE |  | Stabilized power supply
4005 | CSCR0854_Thermocouple [T] | Thermocouple [T] | CSCR0854 |  | No | Temperature sensor |  | Y.SKOCZEK | Y.SKOCZEK | LABORATOIRE DEVELOPPEMENT / SCR / A-SCR-01 |  |  | Y.SKOCZEK | No | [20 empty] | Conform | 1 - Product quality and specific measurement equipment | 08/09/2023 10:16:58 |  |  | Température | -40/+150 °C | ±1 °C | [6 empty] | Temperature sensor |  |  | FALSE |  | Thermocouple [T] |  |  | 08/09/2021 10:16:58 |  | 744
4006 | CSCR0855_Inclinometer | Inclinometer | CSCR0855 |  | No |  |  | Y.SKOCZEK | Y.SKOCZEK | Armoire A-SCR-02 |  |  | Y.SKOCZEK | No | [15 empty] | 19030100099 | [5 empty] | 1 - Product quality and specific measurement equipment |  |  |  | Dimensionnel | 0/90 ° | ±0,10 ° | [9 empty] | FALSE |  | Inclinometer
4007 | CSCR0856_Thermocouple reader | Thermocouple reader | CSCR0856 |  | No |  |  | Y.SKOCZEK | Y.SKOCZEK | Armoire A-SCR-02 |  |  | Y.SKOCZEK | No | [14 empty] | RS 1314 | 190601592 |  |  |  |  | Conform | 1 - Product quality and specific measurement equipment | 10/01/2024 11:22:13 |  |  | Température | -45/+200 °C | ±1 °C Thermocouple T-Type;±1,5 °C Thermocoupe K-Type | [9 empty] | FALSE |  | Thermocouple reader |  |  | 10/01/2022 11:22:13 |  | 744
4008 | CSCR0857_Dual K/J/T/E/N/R/S Thermometer | Dual K/J/T/E/N/R/S Thermometer | CSCR0857 |  | No | Thermometer |  | Y.SKOCZEK | Y.SKOCZEK | Armoire A-SCR-02 |  |  | Y.SKOCZEK | No | [14 empty] | RS 1314-123-2212 | 160604217 |  |  |  |  | Conform | 1 - Product quality and specific measurement equipment | 10/01/2024 11:16:57 |  |  | Température | -45/+200 °C | ±1 °C Thermocouple T-Type;±1,5 °C Thermocoupe K-Type | [6 empty] | Thermometer |  |  | FALSE |  | Dual K/J/T/E/N/R/S Thermometer |  |  | 10/01/2022 11:16:57 |  | 744
4009 | CSCR0858_Scale | Scale | CSCR0858 |  | No |  |  | Y.SKOCZEK | Y.SKOCZEK | Armoire A-SCR-02 |  |  | Y.SKOCZEK | No | [14 empty] | PNS-3000-2 | 20007942 |  |  |  |  | Out of date | 1 - Product quality and specific measurement equipment | 09/12/2022 11:37:30 |  |  | Masse | 1/3000 g | ±0,05 g | [9 empty] | FALSE |  | Scale |  |  | 09/12/2020 11:37:30 |  | 744
4010 | CSCR0859_Scale | Scale | CSCR0859 |  | No |  |  | Y.SKOCZEK | Y.SKOCZEK | Armoire A-SCR-02 |  |  | Y.SKOCZEK | No | [14 empty] | PNS-3000-2 | 20007941 |  |  |  |  | Out of date | 1 - Product quality and specific measurement equipment | 09/12/2022 15:42:10 |  |  | Masse | 1/3000 g | ±0,05 g | [9 empty] | FALSE |  | Scale |  |  | 09/12/2020 15:42:10 |  | 744
4011 | CSCR0860_Pressure sensor | Pressure sensor | CSCR0860 |  | No |  |  | Y.SKOCZEK | Y.SKOCZEK | LABORATOIRE DEVELOPPEMENT / SCR / Moyen |  |  | Y.SKOCZEK | No | [14 empty] | UNIK 5000 | 5593303 |  |  |  |  | No calibration status | 3 - Not affecting quality equipment |  |  |  | Pression | -35/+35 mbar | ±0.1 mbar | [9 empty] | FALSE |  | Pressure sensor
4012 | CSCR0861_Conductivity meter | Conductivity meter | CSCR0861 |  | No |  |  | Y.SKOCZEK | Y.SKOCZEK | Armoire A-SCR-02 |  |  | Y.SKOCZEK | No | [14 empty] | HI 98192 | 4510020101 |  |  |  |  | Out of date | 1 - Product quality and specific measurement equipment | 27/03/2022 00:00:00 |  |  | Chimie | 0/333,3 ms/cm;0/100 °C | ±5 % RV;±2 °C | [9 empty] | FALSE |  | Conductivity meter |  |  | 27/03/2020 00:00:00 |  | 744
4013 | CSCR0862_Conductivity meter | Conductivity meter | CSCR0862 |  | No |  |  | Y.SKOCZEK | Y.SKOCZEK | Armoire A-SCR-02 |  |  | Y.SKOCZEK | No | [14 empty] | HI 99300 | ta02180124 |  |  |  |  | Out of date | 1 - Product quality and specific measurement equipment | 27/03/2022 00:00:00 |  |  | Chimie | 500/3500 µS/cm;0/50 °C | ±1 % RV;±2 °C | [9 empty] | FALSE |  | Conductivity meter |  |  | 27/03/2020 00:00:00 |  | 744
4014 | CSCR0863_Conductivity meter | Conductivity meter | CSCR0863 |  | No |  |  | Y.SKOCZEK | Y.SKOCZEK | Armoire A-SCR-02 |  |  | Y.SKOCZEK | No | [14 empty] | HI 99300 | TA02180111 |  |  |  |  | Out of date | 1 - Product quality and specific measurement equipment | 27/03/2022 00:00:00 |  |  | Chimie | 500/3500 µS/cm;0/50 °C | ±1 % RV;±2 °C | [9 empty] | FALSE |  | Conductivity meter |  |  | 27/03/2020 00:00:00 |  | 744
4015 | CSCR0864_Conductivity meter | Conductivity meter | CSCR0864 |  | No |  |  | Y.SKOCZEK | Y.SKOCZEK | Armoire A-SCR-02 |  |  | Y.SKOCZEK | No | [14 empty] | HI 99300 | ta02180108 |  |  |  |  | Out of date | 1 - Product quality and specific measurement equipment | 27/03/2022 00:00:00 |  |  | Chimie | 500/3500 µS/cm;0/50 °C | ±1 % RV;±2 °C | [9 empty] | FALSE |  | Conductivity meter |  |  | 27/03/2020 00:00:00 |  | 744
4016 | CSCR0865_Clampmeter | Clampmeter | CSCR0865 |  | No |  |  | Y.SKOCZEK | Y.SKOCZEK | Armoire A-SCR-02 |  |  | Y.SKOCZEK | No | [14 empty] | E2N | 125535TCH |  |  |  |  | Out of date | 1 - Product quality and specific measurement equipment | 07/12/2022 00:00:00 |  |  | Electricité | 1-90A DC / 1-70A AC | Aproch device | [9 empty] | FALSE |  | Clampmeter |  |  | 07/12/2021 00:00:00 |  | 372
4017 | CSCR0866_Clampmeter | Clampmeter | CSCR0866 |  | No |  |  | Y.SKOCZEK | Y.SKOCZEK | Armoire A-SCR-02 |  |  | Y.SKOCZEK | No | [14 empty] | E2N | 125544TCH |  |  |  |  | Out of date | 1 - Product quality and specific measurement equipment | 07/12/2022 00:00:00 |  |  | Electricité | 1-90A DC / 1-70A AC | Aproch device | [9 empty] | FALSE |  | Clampmeter |  |  | 07/12/2021 00:00:00 |  | 372
4018 | CSCR0867_Scale | Scale | CSCR0867 |  | No |  |  | Y.SKOCZEK | Y.SKOCZEK | Armoire A-SCR-02 |  |  | Y.SKOCZEK | No | [14 empty] | PNS-3000-2 | 190016031 |  |  |  |  | Out of date | 1 - Product quality and specific measurement equipment | 08/12/2022 16:00:43 |  |  | Masse | 1/3000 g | ±0,05 g | [9 empty] | FALSE |  | Scale |  |  | 08/12/2020 16:00:43 |  | 744
4019 | CSCR0868_Scale | Scale | CSCR0868 |  | No |  |  | Y.SKOCZEK | Y.SKOCZEK | Armoire A-SCR-02 |  |  | Y.SKOCZEK | No | [14 empty] | PNS-3000-2 | 1900106006 |  |  |  |  | Out of date | 1 - Product quality and specific measurement equipment | 01/12/2022 12:44:41 |  |  | Masse | 1/3000 g | ±0,05 g | [9 empty] | FALSE |  | Scale |  |  | 01/12/2020 12:44:41 |  | 744
4020 | CSCR0869_Scale | Scale | CSCR0869 |  | No |  |  | Y.SKOCZEK | Y.SKOCZEK | Armoire A-SCR-02 |  |  | Y.SKOCZEK | No | [14 empty] | PNS-3000-2 | 190016034 |  |  |  |  | Out of date | 1 - Product quality and specific measurement equipment | 08/12/2022 11:28:56 |  |  | Masse | 1/3000 g | ±0,05 g | [9 empty] | FALSE |  | Scale |  |  | 08/12/2020 11:28:56 |  | 744
4021 | CSCR0870_Pressure sensor | Pressure sensor | CSCR0870 |  | No |  |  | Y.SKOCZEK | Y.SKOCZEK | Armoire A-SCR-02 |  |  | Y.SKOCZEK | No | [14 empty] | UNIK 5000 | 5641892 |  |  |  |  | Conform | 1 - Product quality and specific measurement equipment | 13/09/2024 00:00:00 |  |  | Pression | 0/500 mbar | ±2 mbar | [9 empty] | FALSE |  | Pressure sensor |  |  | 13/09/2022 00:00:00 |  | 744
4022 | CSCR0871_Pressure sensor | Pressure sensor | CSCR0871 |  | No |  |  | Y.SKOCZEK | Y.SKOCZEK | Armoire A-SCR-02 |  |  | Y.SKOCZEK | No | [14 empty] | UNIK 5000 | 5612640 |  |  |  |  | Non-conforme | 1 - Product quality and specific measurement equipment |  |  |  | Pression | -35/35 mbar | ±0,5 mbar | [9 empty] | FALSE |  | Pressure sensor
4023 | CSCR0872_Stabilized power supply | Stabilized power supply | CSCR0872 |  | No |  |  | Y.SKOCZEK | Y.SKOCZEK | LABORATOIRE DEVELOPPEMENT / SCR / PPM-SCR-26 |  |  | Y.SKOCZEK | No | [14 empty] | gen-20/38 | LOC-750A314-0017 |  |  |  |  | No calibration status | 3 - Not affecting quality equipment |  |  |  | Electricité | 0/20 V;0/38 A | ± 0,5V; Approach device | [9 empty] | FALSE |  | Stabilized power supply
4024 | CSCR0873_Stabilized power supply | Stabilized power supply | CSCR0873 |  | No |  |  | Y.SKOCZEK | Y.SKOCZEK | LABORATOIRE DEVELOPPEMENT / SCR / PPM-SCR-01 |  |  | Y.SKOCZEK | No | [14 empty] | gen-20/38 | LOC-608A179-0001 |  |  |  |  | Conform | 1 - Product quality and specific measurement equipment | 29/09/2023 14:51:57 |  |  | Electricité | 0/20 V;0/38 A | ± 0,5V; Approach device | [9 empty] | FALSE |  | Stabilized power supply |  |  | 29/09/2021 14:51:57 |  | 744
4025 | CSCR0874_Stabilized power supply | Stabilized power supply | CSCR0874 |  | No |  |  | Y.SKOCZEK | Y.SKOCZEK | LABORATOIRE DEVELOPPEMENT / SCR / PPM-SCR-26 |  |  | Y.SKOCZEK | No | [14 empty] | gen-20/38 | LOC-732A293-0003 |  |  |  |  | No calibration status | 3 - Not affecting quality equipment |  |  |  | Electricité | 0/20 V;0/38 A | ± 0,5V; Approach device | [9 empty] | FALSE |  | Stabilized power supply
4026 | CSCR0875_Stabilized power supply | Stabilized power supply | CSCR0875 |  | No |  |  | Y.SKOCZEK | Y.SKOCZEK | LABORATOIRE DEVELOPPEMENT / SCR / PPM-SCR-26 |  |  | Y.SKOCZEK | No | [14 empty] | gen-20/38 | LOC-714A347-0011 |  |  |  |  | No calibration status | 3 - Not affecting quality equipment |  |  |  | Electricité | 0/20 V;0/38 A | ± 0,5V; Approach device | [9 empty] | FALSE |  | Stabilized power supply
4027 | CSCR0876_Stabilized power supply | Stabilized power supply | CSCR0876 |  | No |  |  | Y.SKOCZEK | Y.SKOCZEK | LABORATOIRE DEVELOPPEMENT / SCR / PPM-SCR-26 |  |  | Y.SKOCZEK | No | [14 empty] | gen-20/38 | LOC-730A090-0007 |  |  |  |  | No calibration status | 3 - Not affecting quality equipment |  |  |  | Electricité | 0/20 V;0/38 A | ± 0,5V; Approach device | [9 empty] | FALSE |  | Stabilized power supply
4028 | CSCR0877_Stabilized power supply | Stabilized power supply | CSCR0877 |  | No |  |  | Y.SKOCZEK | Y.SKOCZEK | LABORATOIRE DEVELOPPEMENT / SCR / PPM-SCR-26 |  |  | Y.SKOCZEK | No | [14 empty] | gen-20/38 | LOC-735A195-0008 |  |  |  |  | No calibration status | 3 - Not affecting quality equipment |  |  |  | Electricité | 0/20 V;0/38 A | ± 0,5V; Approach device | [9 empty] | FALSE |  | Stabilized power supply
4029 | CSCR0878_VN1630A | VN1630A | CSCR0878 |  | No |  |  | Y.SKOCZEK | Y.SKOCZEK | LABORATOIRE DEVELOPPEMENT / SCR / Armoire |  |  | Y.SKOCZEK | No | [15 empty] | 007113-032667 |  |  |  |  | No calibration status | 3 - Not affecting quality equipment |  |  |  | / | Approach device | Approach device | [9 empty] | FALSE |  | VN1630A
4030 | CSCR0879_VN1630A | VN1630A | CSCR0879 |  | No |  |  | Y.SKOCZEK | Y.SKOCZEK | LABORATOIRE DEVELOPPEMENT / SCR / Armoire |  |  | Y.SKOCZEK | No | [15 empty] | 007113-031247 |  |  |  |  | No calibration status | 3 - Not affecting quality equipment |  |  |  | / | Approach device | Approach device | [9 empty] | FALSE |  | VN1630A
4031 | CSCR0880_Stabilized power supply | Stabilized power supply | CSCR0880 |  | No |  |  | Y.SKOCZEK | Y.SKOCZEK | LABORATOIRE DEVELOPPEMENT / SCR / PPM-SCR-11 |  |  | Y.SKOCZEK | No | [14 empty] | PS 9080-100 | 2921851016 |  |  |  |  | Conform | 1 - Product quality and specific measurement equipment | 01/09/2024 10:59:50 |  |  | Electricité | 0/80 V;0/100 A | +/- 0,4V et approch device | [9 empty] | FALSE |  | Stabilized power supply |  |  | 01/09/2022 10:59:50 |  | 744
4032 | CSCR0881_Stabilized power supply | Stabilized power supply | CSCR0881 |  | No |  |  | Y.SKOCZEK | Y.SKOCZEK | LABORATOIRE DEVELOPPEMENT / SCR / PPM-SCR-11 |  |  | Y.SKOCZEK | No | [14 empty] | PS 9080-100 | 2928931017 |  |  |  |  | Conform | 1 - Product quality and specific measurement equipment | 01/09/2024 09:16:32 |  |  | Electricité | 0/80 V;0/100 A | +/- 0,4V et approch device | [9 empty] | FALSE |  | Stabilized power supply |  |  | 01/09/2022 09:16:32 |  | 744
4033 | CSCR0882_Stabilized power supply | Stabilized power supply | CSCR0882 |  | No |  |  | Y.SKOCZEK | Y.SKOCZEK | LABORATOIRE DEVELOPPEMENT / SCR / PPM-SCR-11 |  |  | Y.SKOCZEK | No | [14 empty] | PS 9080-100 | 2928931017 |  |  |  |  | Conform | 1 - Product quality and specific measurement equipment | 01/09/2024 10:34:37 |  |  | Electricité | 0/80 V;0/100 A | +/- 0,4V et approch device | [9 empty] | FALSE |  | Stabilized power supply |  |  | 01/09/2022 10:34:37 |  | 744
4034 | CSCR0883_Stabilized power supply | Stabilized power supply | CSCR0883 |  | No |  |  | Y.SKOCZEK | Y.SKOCZEK | LABORATOIRE DEVELOPPEMENT / SCR / PPM-SCR-19 |  |  | Y.SKOCZEK | No | [14 empty] | PS 9080-100 | 2928931019 |  |  |  |  | Conform | 1 - Product quality and specific measurement equipment | 02/09/2024 09:13:19 |  |  | Electricité | 0/80 V;0/100 A | +/- 0,4V et approch device | [9 empty] | FALSE |  | Stabilized power supply |  |  | 02/09/2022 09:13:19 |  | 744
4035 | CSCR0884_Stabilized power supply | Stabilized power supply | CSCR0884 |  | No |  |  | Y.SKOCZEK | Y.SKOCZEK | LABORATOIRE DEVELOPPEMENT / SCR / PPM-SCR-19 |  |  | Y.SKOCZEK | No | [14 empty] | PS 9080-100 | 2928931020 |  |  |  |  | Conform | 1 - Product quality and specific measurement equipment | 02/09/2024 08:45:00 |  |  | Electricité | 0/80 V;0/100 A | +/- 0,4V et approch device | [9 empty] | FALSE |  | Stabilized power supply |  |  | 02/09/2022 08:45:00 |  | 744
4036 | CSCR0885_Stabilized power supply | Stabilized power supply | CSCR0885 |  | No |  |  | Y.SKOCZEK | Y.SKOCZEK | LABORATOIRE DEVELOPPEMENT / SCR / PPM-SCR-11 |  |  | Y.SKOCZEK | No | [14 empty] | PS 9080-100 | 2928931022 |  |  |  |  | Conform | 1 - Product quality and specific measurement equipment | 01/09/2024 10:35:51 |  |  | Electricité | 0/80 V;0/100 A | +/- 0,4V et approch device | [9 empty] | FALSE |  | Stabilized power supply |  |  | 01/09/2022 10:35:51 |  | 744
4037 | CSCR0886_Stabilized power supply | Stabilized power supply | CSCR0886 |  | No |  |  | Y.SKOCZEK | Y.SKOCZEK | LABORATOIRE DEVELOPPEMENT / SCR / PPM-SCR-19 |  |  | Y.SKOCZEK | No | [14 empty] | PS 9080-100 | 2928931023 |  |  |  |  | Conform | 1 - Product quality and specific measurement equipment | 02/09/2024 09:16:37 |  |  | Electricité | 0/80 V;0/100 A | +/- 0,4V et approch device | [9 empty] | FALSE |  | Stabilized power supply |  |  | 02/09/2022 09:16:37 |  | 744
4038 | CSCR0887_Stabilized power supply | Stabilized power supply | CSCR0887 |  | No |  |  | Y.SKOCZEK | Y.SKOCZEK | LABORATOIRE DEVELOPPEMENT / SCR / A-SCR-01 |  |  | Y.SKOCZEK | No | [14 empty] | PS 9080-100 | 292831032 |  |  |  |  | Conform | 1 - Product quality and specific measurement equipment | 02/09/2024 10:49:57 |  |  | Electricité | 0/80 V;0/100 A | +/- 0,4V et approch device | [9 empty] | FALSE |  | Stabilized power supply |  |  | 02/09/2022 10:49:57 |  | 744
4039 | CSCR0888_Stabilized power supply | Stabilized power supply | CSCR0888 |  | No |  |  | Y.SKOCZEK | Y.SKOCZEK | LABORATOIRE DEVELOPPEMENT / SCR / PPM-SCR-19 |  |  | Y.SKOCZEK | No | [14 empty] | PS 9080-100 | 2928931033 |  |  |  |  | Conform | 1 - Product quality and specific measurement equipment | 02/09/2024 08:57:23 |  |  | Electricité | 0/80 V;0/100 A | +/- 0,4V et approch device | [9 empty] | FALSE |  | Stabilized power supply |  |  | 02/09/2022 08:57:23 |  | 744
4040 | CSCR0889_Stabilized power supply | Stabilized power supply | CSCR0889 |  | No |  |  | Y.SKOCZEK | Y.SKOCZEK | LABORATOIRE DEVELOPPEMENT / SCR / PPM-SCR-19 |  |  | Y.SKOCZEK | No | [14 empty] | PS 9080-100 | 2928931034 |  |  |  |  | Conform | 1 - Product quality and specific measurement equipment | 01/09/2024 16:00:45 |  |  | Electricité | 0/80 V;0/100 A | +/- 0,4V et approch device | [9 empty] | FALSE |  | Stabilized power supply |  |  | 01/09/2022 16:00:45 |  | 744
4041 | CSCR0890_Stabilized power supply | Stabilized power supply | CSCR0890 |  | No |  |  | Y.SKOCZEK | Y.SKOCZEK | LABORATOIRE DEVELOPPEMENT / SCR / PPM-SCR-11 |  |  | Y.SKOCZEK | No | [14 empty] | PS 9080-100 | 292831045 |  |  |  |  | Conform | 1 - Product quality and specific measurement equipment | 01/09/2024 10:54:15 |  |  | Electricité | 0/80 V;0/100 A | +/- 0,4V et approch device | [9 empty] | FALSE |  | Stabilized power supply |  |  | 01/09/2022 10:54:15 |  | 744
4042 | CSCR0891_Stabilized power supply | Stabilized power supply | CSCR0891 |  | No |  |  | Y.SKOCZEK | Y.SKOCZEK | LABORATOIRE DEVELOPPEMENT / SCR / PPM-SCR-11 |  |  | Y.SKOCZEK | No | [14 empty] | PS 9080-100 | 292831046 |  |  |  |  | Conform | 1 - Product quality and specific measurement equipment | 01/09/2024 00:00:00 |  |  | Electricité | 0/80 V;0/100 A | +/- 0,4V et approch device | [9 empty] | FALSE |  | Stabilized power supply |  |  | 01/09/2022 00:00:00 |  | 744
4043 | CSCR0892_Stabilized power supply | Stabilized power supply | CSCR0892 |  | No |  |  | Y.SKOCZEK | Y.SKOCZEK | LABORATOIRE DEVELOPPEMENT / SCR / A-SCR-01 |  |  | Y.SKOCZEK | No | [14 empty] | PS 9080-100 | 2928931047 |  |  |  |  | Conform | 1 - Product quality and specific measurement equipment | 02/09/2024 10:56:11 |  |  | Electricité | 0/80 V;0/100 A | +/- 0,4V et approch device | [9 empty] | FALSE |  | Stabilized power supply |  |  | 02/09/2022 10:56:11 |  | 744
4044 | CSCR0893_Stabilized power supply | Stabilized power supply | CSCR0893 |  | No |  |  | Y.SKOCZEK | Y.SKOCZEK | LABORATOIRE DEVELOPPEMENT / SCR / PPM-SCR-19 |  |  | Y.SKOCZEK | No | [14 empty] | PS 9080-100 | 2928931048 |  |  |  |  | Conform | 1 - Product quality and specific measurement equipment | 01/09/2024 15:55:30 |  |  | Electricité | 0/80 V;0/100 A | +/- 0,4V et approch device | [9 empty] | FALSE |  | Stabilized power supply |  |  | 01/09/2022 15:55:30 |  | 744
4045 | CSCR0894_Pressure sensor [-1 25 bar] | Pressure sensor [-1 25 bar] | CSCR0894 |  | No |  |  | Y.SKOCZEK | Y.SKOCZEK | Armoire A-SCR-02 |  |  | Y.SKOCZEK | No | [14 empty] | 3500S0025V01E000 | 20325551 |  |  |  |  | Out of date | 1 - Product quality and specific measurement equipment | 15/12/2022 00:00:00 |  |  | Pression | -1/25 bar | ±0,2 bar | [9 empty] | FALSE |  | Pressure sensor [-1 25 bar] |  |  | 15/12/2020 00:00:00 |  | 744
4046 | CSCR0895_Liquid flowmeter | Liquid flowmeter | CSCR0895 |  | No |  |  | Y.SKOCZEK | Y.SKOCZEK | Armoire A-SCR-02 |  |  | Y.SKOCZEK | No | [14 empty] | ES-113l-AAD-22-0S-0A-000-1-000 | M202015781A |  |  |  |  | No calibration status | 3 - Not affecting quality equipment |  |  |  | Débit | Approch device | Approch device | [9 empty] | FALSE |  | Liquid flowmeter
4047 | CSCR0896_Liquid flowmeter | Liquid flowmeter | CSCR0896 |  | No |  |  | Y.SKOCZEK | Y.SKOCZEK | Armoire A-SCR-02 |  |  | Y.SKOCZEK | No | [14 empty] | ES-113l-AAD-22-0S-0A-000-1-000 | M20215948A |  |  |  |  | No calibration status | 3 - Not affecting quality equipment |  |  |  | Débit | Approch device | Approch device | [9 empty] | FALSE |  | Liquid flowmeter
4048 | CSCR0897_Pressure sensor | Pressure sensor | CSCR0897 |  | No |  |  | Y.SKOCZEK | Y.SKOCZEK | Armoire A-SCR-02 |  |  | Y.SKOCZEK | No | [14 empty] | 3500S0025V01E000 | 20325552 |  |  |  |  | Out of date | 1 - Product quality and specific measurement equipment | 14/12/2022 10:35:44 |  |  | Pression | -1/25 bar | ±0,2 bar | [9 empty] | FALSE |  | Pressure sensor |  |  | 14/12/2020 10:35:44 |  | 744
4049 | CSCR0898_Pressure sensor | Pressure sensor | CSCR0898 |  | No |  |  | Y.SKOCZEK | Y.SKOCZEK | Armoire A-SCR-02 |  |  | Y.SKOCZEK | No | [14 empty] | 3500S0025V01E000 | 20325550 |  |  |  |  | Out of date | 1 - Product quality and specific measurement equipment | 14/12/2022 10:44:59 |  |  | Pression | -1/25 bar | ±0,2 bar | [9 empty] | FALSE |  | Pressure sensor |  |  | 14/12/2020 10:44:59 |  | 744
4050 | CSCR0899_Pressure sensor | Pressure sensor | CSCR0899 |  | No |  |  | Y.SKOCZEK | Y.SKOCZEK | Armoire A-SCR-02 |  |  | Y.SKOCZEK | No | [14 empty] | 3500S0025V01E000 | 203325549 |  |  |  |  | Out of date | 1 - Product quality and specific measurement equipment | 14/12/2022 10:54:16 |  |  | Pression | -1/25 bar | ±0,2 bar | [9 empty] | FALSE |  | Pressure sensor |  |  | 14/12/2020 10:54:16 |  | 744
4051 | CSCR0900_Pressure sensor | Pressure sensor | CSCR0900 |  | No |  |  | Y.SKOCZEK | Y.SKOCZEK | Armoire A-SCR-02 |  |  | Y.SKOCZEK | No | [14 empty] | 3500S0025V01E000 | 20325554 |  |  |  |  | Out of date | 1 - Product quality and specific measurement equipment | 15/12/2022 10:59:14 |  |  | Pression | -1/25 bar | ±0,2 bar | [9 empty] | FALSE |  | Pressure sensor |  |  | 15/12/2020 10:59:14 |  | 744
4052 | CSCR0901_Pressure sensor | Pressure sensor | CSCR0901 |  | No |  |  | Y.SKOCZEK | Y.SKOCZEK | Armoire A-SCR-02 |  |  | Y.SKOCZEK | No | [14 empty] | 3500S0025V01E000 | 20325553 |  |  |  |  | Out of date | 1 - Product quality and specific measurement equipment | 15/12/2022 11:09:30 |  |  | Pression | -1/25 bar | ±0,2 bar | [9 empty] | FALSE |  | Pressure sensor |  |  | 15/12/2020 11:09:30 |  | 744
4053 | CSCR0902_VN1630A | VN1630A | CSCR0902 |  | No |  |  | Y.SKOCZEK | Y.SKOCZEK | Armoire A-SCR-02 |  |  | Y.SKOCZEK | No | [14 empty] | VN1630A | 007113-032666 |  |  |  |  | No calibration status | 3 - Not affecting quality equipment |  |  |  | Electricité | ( | Approach device | [9 empty] | FALSE |  | VN1630A
4054 | CSCR0903_Pressure sensor | Pressure sensor | CSCR0903 |  | No |  |  | Y.SKOCZEK | Y.SKOCZEK | Armoire A-SCR-02 |  |  | Y.SKOCZEK | No | [14 empty] | UNIK 5000 | 5650716 | [5 empty] | 1 - Product quality and specific measurement equipment |  |  |  | Pression | -1/15 bar | ±0,5 % FS | [9 empty] | FALSE |  | Pressure sensor
4055 | CSCR0904_Pressure sensor | Pressure sensor | CSCR0904 |  | No |  |  | Y.SKOCZEK | Y.SKOCZEK | LABORATOIRE DEVELOPPEMENT / SCR / SCR-052 |  |  | Y.SKOCZEK | No | [14 empty] | UNIK 5000 | 5650715 |  |  |  |  | Out of date | 1 - Product quality and specific measurement equipment | 18/12/2022 16:14:15 |  |  | Pression | -1/15 bar | ±0,5 % FS | [9 empty] | FALSE |  | Pressure sensor |  |  | 18/12/2020 16:14:15 |  | 744
4056 | CSCR0905_Scale | Scale | CSCR0905 |  | No |  |  | Y.SKOCZEK | Y.SKOCZEK | LABORATOIRE DEVELOPPEMENT / SCR / A-SCR-05 |  |  | Y.SKOCZEK | No | [14 empty] | PNS-3000-2 | 190019707 |  |  |  |  | Out of date | 1 - Product quality and specific measurement equipment | 20/01/2023 00:00:00 |  |  | Masse | 1/3000 g | ±0,05 g | [9 empty] | FALSE |  | Scale |  |  | 20/01/2021 00:00:00 |  | 744
4057 | CSCR0906_Scale | Scale | CSCR0906 |  | No |  |  | Y.SKOCZEK | Y.SKOCZEK | LABORATOIRE DEVELOPPEMENT / SCR / A-SCR-05 |  |  | Y.SKOCZEK | No | [14 empty] | PNS-3000-2 | 190019711 |  |  |  |  | Out of date | 1 - Product quality and specific measurement equipment | 20/01/2023 00:00:00 |  |  | Masse | 1/3000 g | ±0,05 g | [9 empty] | FALSE |  | Scale |  |  | 20/01/2021 00:00:00 |  | 744
4058 | CSCR0907_Scale | Scale | CSCR0907 |  | No |  |  | Y.SKOCZEK | Y.SKOCZEK | Armoire A-SCR-02 |  |  | Y.SKOCZEK | No | [14 empty] | PNS-3000-2 | 190019706 |  |  |  |  | Out of date | 1 - Product quality and specific measurement equipment | 20/01/2023 00:00:00 |  |  | Masse | 1/3000 g | ±0,05 g | [9 empty] | FALSE |  | Scale |  |  | 20/01/2021 00:00:00 |  | 744
4059 | CSCR0908_Inclinometer | Inclinometer | CSCR0908 |  | No |  |  | Y.SKOCZEK | Y.SKOCZEK | LABORATOIRE DEVELOPPEMENT / SCR / SCR-002 |  |  | Y.SKOCZEK | No | [14 empty] | 667-3916 | 20010100186 |  |  |  |  | Conform | 1 - Product quality and specific measurement equipment | 04/01/2024 09:58:41 |  |  | Dimensionnel | 0/90 ° | ±0,10 ° | [9 empty] | FALSE |  | Inclinometer |  |  | 04/01/2021 09:58:41 |  | 1116
4060 | CSCR0909_Inclinometer | Inclinometer | CSCR0909 |  | No |  |  | Y.SKOCZEK | Y.SKOCZEK | LABORATOIRE DEVELOPPEMENT / SCR / R-SCR-01 |  |  | Y.SKOCZEK | No | [14 empty] | 667-3916 | 20010100250 |  |  |  |  | Conform | 1 - Product quality and specific measurement equipment | 04/01/2024 00:00:00 |  |  | Dimensionnel | 0/90 ° | ±0,10 ° | [9 empty] | FALSE |  | Inclinometer |  |  | 04/01/2021 00:00:00 |  | 1116
4061 | CSCR0910_Inclinometer | Inclinometer | CSCR0910 |  | No |  |  | Y.SKOCZEK | Y.SKOCZEK | LABORATOIRE DEVELOPPEMENT / SCR / R-SCR-01 |  |  | Y.SKOCZEK | No | [20 empty] | Conform | 1 - Product quality and specific measurement equipment | 04/01/2024 00:00:00 |  |  | Dimensionnel | 0/90 ° | ±0,10 ° | [9 empty] | FALSE |  | Inclinometer |  |  | 04/01/2021 00:00:00 |  | 1116
4062 | CSCR0911_CANcase | CANcase | CSCR0911 |  | No |  |  | Y.SKOCZEK | Y.SKOCZEK | Armoire A-SCR-02 |  |  | Y.SKOCZEK | No | [14 empty] | VN1630A | 007113-506612 |  |  |  |  | No calibration status | 3 - Not affecting quality equipment |  |  |  | / | ( | Approach device | [9 empty] | FALSE |  | CANcase
4063 | CSCR0912_Conductivity meter | Conductivity meter | CSCR0912 |  | No |  |  | Y.SKOCZEK | Y.SKOCZEK | LABORATOIRE DEVELOPPEMENT / SCR |  |  | Y.SKOCZEK | No | [14 empty] | HI 99300 | 2080031991 | [5 empty] | 3 - Not affecting quality equipment |  |  |  | Chimie | ( | Approach device | [9 empty] | FALSE |  | Conductivity meter
4064 | CSCR0913_PH - meter | PH - meter | CSCR0913 |  | No |  |  | Y.SKOCZEK | Y.SKOCZEK | LABORATOIRE DEVELOPPEMENT / SCR |  |  | Y.SKOCZEK | No | [14 empty] | HI 9125 | J0054170 | [5 empty] | 3 - Not affecting quality equipment |  |  |  | Chimie | ( | Approach device | [9 empty] | FALSE |  | PH - meter
4065 | CSCR0914_Scale | Scale | CSCR0914 |  | No |  |  | Y.SKOCZEK | Y.SKOCZEK | Armoire A-SCR-02 |  |  | Y.SKOCZEK | No | [14 empty] | PNS-3000-2 | 190020182 |  |  |  |  | Conform | 1 - Product quality and specific measurement equipment | 16/04/2023 00:00:00 |  |  | Masse | 1/3000 g | ±0,05 g | [9 empty] | FALSE |  | Scale |  |  | 16/04/2021 00:00:00 |  | 744
4066 | CSCR0915_Scale | Scale | CSCR0915 |  | No |  |  | Y.SKOCZEK | Y.SKOCZEK | Armoire A-SCR-02 |  |  | Y.SKOCZEK | No | [14 empty] | PNS-3000-2 | 190020194 |  |  |  |  | Conform | 1 - Product quality and specific measurement equipment | 16/04/2023 00:00:00 |  |  | Masse | 1/3000 g | ±0,05 g | [9 empty] | FALSE |  | Scale |  |  | 16/04/2021 00:00:00 |  | 744
4067 | CSCR0916_Stabilized power supply | Stabilized power supply | CSCR0916 |  | No |  |  | Y.SKOCZEK | Y.SKOCZEK | Armoire A-SCR-02 |  |  | Y.SKOCZEK | No | [14 empty] | PS 9080-100 | 2919611022 |  |  |  |  | Conform | 1 - Product quality and specific measurement equipment | 23/03/2024 10:45:24 |  |  | Electricité | 0/80 V;0/100 A | +/- 0,4V et +/- 0,5A | [9 empty] | FALSE |  | Stabilized power supply |  |  | 23/03/2022 10:45:24 |  | 744
4068 | CSCR0917_Stabilized power supply | Stabilized power supply | CSCR0917 |  | No |  |  | Y.SKOCZEK | Y.SKOCZEK | LABORATOIRE DEVELOPPEMENT / SCR / PPM-SCR-01 |  |  | Y.SKOCZEK | No | [15 empty] | loc-142Z076-0005 |  |  |  |  | No calibration status | 3 - Not affecting quality equipment |  |  |  | Electricité | 0/20 V;0/38 A | Approach device | [9 empty] | FALSE |  | Stabilized power supply
4069 | CSCR0918_Temperature measuring chain | Temperature measuring chain | CSCR0918 |  | No |  |  | Y.SKOCZEK | Y.SKOCZEK | LABORATOIRE DEVELOPPEMENT / SCR / PPM-SCR-14 |  |  | Y.SKOCZEK | No | [14 empty] | / | / |  |  |  |  | Conform | 1 - Product quality and specific measurement equipment | 06/07/2023 13:31:48 |  |  | Température | -50/150 °C | ±0,5°C | [9 empty] | FALSE |  | Temperature measuring chain |  |  | 06/07/2021 13:31:48 |  | 744
4070 | CSCR0919_Temperature measuring chain | Temperature measuring chain | CSCR0919 |  | No |  |  | Y.SKOCZEK | Y.SKOCZEK | LABORATOIRE DEVELOPPEMENT / SCR / PPM-SCR-14 |  |  | Y.SKOCZEK | No | [20 empty] | Conform | 1 - Product quality and specific measurement equipment | 06/07/2023 13:54:55 |  |  | Température | -50/150 °C | ±0,5°C | [9 empty] | FALSE |  | Temperature measuring chain |  |  | 06/07/2021 13:54:55 |  | 744
4071 | CSCR0920_VN1630A | VN1630A | CSCR0920 |  | No |  |  | Y.SKOCZEK | Y.SKOCZEK | Armoire A-SCR-02 |  |  | Y.SKOCZEK | No | [14 empty] | VN1630A | 007113-559561 |  |  |  |  | No calibration status | 3 - Not affecting quality equipment |  |  |  | / | ( | Approach device | [9 empty] | FALSE |  | VN1630A
4072 | CSCR0921_CANcase | CANcase | CSCR0921 |  | No |  |  | Y.SKOCZEK | Y.SKOCZEK | Armoire A-SCR-02 |  |  | Y.SKOCZEK | No | [14 empty] | VN1630A | 007113-558660 |  |  |  |  | No calibration status | 3 - Not affecting quality equipment |  |  |  | / | ( | Approach device | [9 empty] | FALSE |  | CANcase
4073 | CSCR0922_CANcase | CANcase | CSCR0922 |  | No |  |  | Y.SKOCZEK | Y.SKOCZEK | Armoire A-SCR-02 |  |  | Y.SKOCZEK | No | [14 empty] | VN1630A | 007113-558658 |  |  |  |  | No calibration status | 3 - Not affecting quality equipment |  |  |  | / | ( | Approach device | [9 empty] | FALSE |  | CANcase
4074 | CSCR0923_VN1630A | VN1630A | CSCR0923 |  | No |  |  | Y.SKOCZEK | Y.SKOCZEK | Armoire A-SCR-02 |  |  | Y.SKOCZEK | No | [14 empty] | VN1630A | 007113-559564 |  |  |  |  | No calibration status | 3 - Not affecting quality equipment |  |  |  | / | ( | Approach device | [9 empty] | FALSE |  | VN1630A
4075 | CSCR0924_VN1630A | VN1630A | CSCR0924 |  | No |  |  | Y.SKOCZEK | Y.SKOCZEK | Armoire A-SCR-02 |  |  | Y.SKOCZEK | No | [14 empty] | VN1630A | 007-113-559560 |  |  |  |  | No calibration status | 3 - Not affecting quality equipment |  |  |  | / | ( | Approach device | [9 empty] | FALSE |  | VN1630A
4076 | CSCR0925_VN1630A | VN1630A | CSCR0925 |  | No |  |  | Y.SKOCZEK | Y.SKOCZEK | Armoire A-SCR-02 |  |  | Y.SKOCZEK | No | [14 empty] | VN1630A | 007113-558657 |  |  |  |  | No calibration status | 3 - Not affecting quality equipment |  |  |  | / | ( | Approach device | [9 empty] | FALSE |  | VN1630A
4077 | CSCR0926_VN1530 | VN1530 | CSCR0926 |  | No |  |  | Y.SKOCZEK | Y.SKOCZEK | Armoire A-SCR-02 |  |  | Y.SKOCZEK | No | [14 empty] | VN 1530 | 007190-002052 |  |  |  |  | No calibration status | 3 - Not affecting quality equipment |  |  |  | / | ( | Approach device | [9 empty] | FALSE |  | VN1530
4078 | CSCR0927_VN1530 | VN1530 | CSCR0927 |  | No |  |  | Y.SKOCZEK | Y.SKOCZEK | Armoire A-SCR-02 |  |  | Y.SKOCZEK | No | [14 empty] | VN 1530 | 007190-002051 |  |  |  |  | No calibration status | 3 - Not affecting quality equipment |  |  |  | / | ( | Approach device | [9 empty] | FALSE |  | VN1530
4079 | CSCR0928_VN1530 | VN1530 | CSCR0928 |  | No |  |  | Y.SKOCZEK | Y.SKOCZEK | Armoire A-SCR-02 |  |  | Y.SKOCZEK | No | [14 empty] | VN 1530 | 007190-002054 |  |  |  |  | No calibration status | 3 - Not affecting quality equipment |  |  |  | / | ( | Approach device | [9 empty] | FALSE |  | VN1530
4080 | CSCR0929_VN1530 | VN1530 | CSCR0929 |  | No |  |  | Y.SKOCZEK | Y.SKOCZEK | Armoire A-SCR-02 |  |  | Y.SKOCZEK | No | [14 empty] | VN 1530 | 007190-002053 |  |  |  |  | No calibration status | 3 - Not affecting quality equipment |  |  |  | / | ( | Approach device | [9 empty] | FALSE |  | VN1530
4081 | CSCR0930_Pressure sensor [0 1600 bar] | Pressure sensor [0 1600 bar] | CSCR0930 |  | No |  |  | Y.SKOCZEK | Y.SKOCZEK | Armoire A-SCR-02 |  |  | Y.SKOCZEK | No | [14 empty] | HP1012 | 33336 |  |  |  |  | Non-conforme | 1 - Product quality and specific measurement equipment |  |  |  | Pression | 0/1600 bar | ±0.35 % fs | [9 empty] | FALSE |  | Pressure sensor [0 1600 bar]
4082 | CSCR0931_Temperature measuring chain | Temperature measuring chain | CSCR0931 |  | No |  |  | Y.SKOCZEK | Y.SKOCZEK | LABORATOIRE DEVELOPPEMENT / SCR / PPM-SCR-21 |  |  | Y.SKOCZEK | No | [20 empty] | Conform | 1 - Product quality and specific measurement equipment | 04/08/2023 15:49:11 |  |  | Température | -50/150 °C | ±0,5°C | [9 empty] | FALSE |  | Temperature measuring chain |  |  | 04/08/2021 15:49:11 |  | 744
4083 | CSCR0932_Temperature measuring chain | Temperature measuring chain | CSCR0932 |  | No |  |  | Y.SKOCZEK | Y.SKOCZEK | LABORATOIRE DEVELOPPEMENT / SCR / PPM-SCR-21 |  |  | Y.SKOCZEK | No | [20 empty] | Conform | 1 - Product quality and specific measurement equipment | 04/08/2023 00:00:00 |  |  | Température | -50/150 °C | ±0,5°C | [9 empty] | FALSE |  | Temperature measuring chain |  |  | 04/08/2021 00:00:00 |  | 744
4084 | CSCR0933_Temperature measuring chain | Temperature measuring chain | CSCR0933 |  | No |  |  | Y.SKOCZEK | Y.SKOCZEK | LABORATOIRE DEVELOPPEMENT / SCR / PPM-SCR-10 |  |  | Y.SKOCZEK | No | [20 empty] | Conform | 1 - Product quality and specific measurement equipment | 05/08/2023 15:34:02 |  |  | Température | -50/150 °C | ±0,5°C | [9 empty] | FALSE |  | Temperature measuring chain |  |  | 05/08/2021 15:34:02 |  | 744
4085 | CSCR0934_Temperature measuring chain | Temperature measuring chain | CSCR0934 |  | No |  |  | Y.SKOCZEK | Y.SKOCZEK | LABORATOIRE DEVELOPPEMENT / SCR / PPM-SCR-10 |  |  | Y.SKOCZEK | No | [20 empty] | Conform | 1 - Product quality and specific measurement equipment | 05/08/2023 15:39:19 |  |  | Température | -50/150 °C | ±0,5°C | [9 empty] | FALSE |  | Temperature measuring chain |  |  | 05/08/2021 15:39:19 |  | 744
4086 | CSCR0935_Temperature measuring chain | Temperature measuring chain | CSCR0935 |  | No |  |  | Y.SKOCZEK | Y.SKOCZEK | LABORATOIRE DEVELOPPEMENT / SCR / PPM-SCR-29 |  |  | Y.SKOCZEK | No | [20 empty] | Conform | 1 - Product quality and specific measurement equipment | 06/08/2023 14:36:00 |  |  | Température | -50/150 °C | ±0,5°C | [9 empty] | FALSE |  | Temperature measuring chain |  |  | 06/08/2021 14:36:00 |  | 744
4087 | CSCR0936_Temperature measuring chain | Temperature measuring chain | CSCR0936 |  | No |  |  | Y.SKOCZEK | Y.SKOCZEK | LABORATOIRE DEVELOPPEMENT / SCR / PPM-SCR-29 |  |  | Y.SKOCZEK | No | [20 empty] | Conform | 1 - Product quality and specific measurement equipment | 06/08/2023 14:53:46 |  |  | Température | -50/150 °C | ±0,5°C | [9 empty] | FALSE |  | Temperature measuring chain |  |  | 06/08/2021 14:53:46 |  | 744
4088 | CSCR0937_Temperature measuring chain | Temperature measuring chain | CSCR0937 |  | No |  |  | Y.SKOCZEK | Y.SKOCZEK | LABORATOIRE DEVELOPPEMENT / SCR / PPM-SCR-19 |  |  | Y.SKOCZEK | No | [20 empty] | Conform | 1 - Product quality and specific measurement equipment | 09/08/2023 14:35:59 |  |  | Température | -50/150 °C | ±0,5°C | [9 empty] | FALSE |  | Temperature measuring chain |  |  | 09/08/2021 14:35:59 |  | 744
4089 | CSCR0938_Temperature measuring chain | Temperature measuring chain | CSCR0938 |  | No |  |  | Y.SKOCZEK | Y.SKOCZEK | LABORATOIRE DEVELOPPEMENT / SCR / PPM-SCR-19 |  |  | Y.SKOCZEK | No | [20 empty] | Conform | 1 - Product quality and specific measurement equipment | 09/08/2023 14:37:33 |  |  | Température | -50/150 °C | ±0,5°C | [9 empty] | FALSE |  | Temperature measuring chain |  |  | 09/08/2021 14:37:33 |  | 744
4090 | CSCR0939_Refractometer | Refractometer | CSCR0939 |  | No |  |  | Y.SKOCZEK | Y.SKOCZEK | Armoire A-SCR-02 |  |  | Y.SKOCZEK | No | [14 empty] | PAL-Urea | BA2126006684958E64 |  |  |  |  | Conform | 1 - Product quality and specific measurement equipment | 04/08/2023 00:00:00 |  |  | Chimie | 0/ 54,2% | ± 0,3 % | [9 empty] | FALSE |  | Refractometer |  |  | 04/08/2021 00:00:00 |  | 744
4091 | CSCR0942_CANcase XL | CANcase XL | CSCR0942 |  | No |  |  | Y.SKOCZEK | Y.SKOCZEK | Armoire A-SCR-02 |  |  | Y.SKOCZEK | No | [15 empty] | 007129-042353 |  |  |  |  | No calibration status | 3 - Not affecting quality equipment |  |  |  | / | ( | Approach device | [9 empty] | FALSE |  | CANcase XL
4092 | CSCR0943_Gas flowmeter | Gas flowmeter | CSCR0943 |  | No |  |  | Y.SKOCZEK | Y.SKOCZEK | LABORATOIRE DEVELOPPEMENT / SCR / E-valve Bench 1 |  |  | Y.SKOCZEK | No | [14 empty] | MCD-5SCCM-D-I-.125NPT-IB | 276689 |  |  |  |  | Conform | 1 - Product quality and specific measurement equipment | 27/10/2023 00:00:00 |  |  | Débit | 200KPa ; +/-5.00 SmL/m | ±0.25% FS; ±0.2% FS | [9 empty] | FALSE |  | Gas flowmeter |  |  | 27/10/2021 00:00:00 |  | 744
4093 | CSCR0944_Gas flowmeter | Gas flowmeter | CSCR0944 |  | No |  |  | Y.SKOCZEK | Y.SKOCZEK | LABORATOIRE DEVELOPPEMENT / SCR / E-valve Bench 1 |  |  | Y.SKOCZEK | No | [14 empty] | MCR-250SLPM-D-30PSIA-IB | 140813 |  |  |  |  | Conform | 1 - Product quality and specific measurement equipment | 27/11/2023 00:00:00 |  |  | Débit | -250, -125, 0, 125 et 250 SLPM | ±0.25% FS; ±0.2% FS | [9 empty] | FALSE |  | Gas flowmeter |  |  | 27/11/2021 00:00:00 |  | 744
4094 | CSCR0945_Gas flowmeter | Gas flowmeter | CSCR0945 |  | No |  |  | Y.SKOCZEK | Y.SKOCZEK | LABORATOIRE DEVELOPPEMENT / SCR / E-valve Bench 1 |  |  | Y.SKOCZEK | No | [14 empty] | MCD-5SLPM-D-IB-30PSIA | 173692 |  |  |  |  | Conform | 1 - Product quality and specific measurement equipment | 27/10/2023 00:00:00 |  |  | Débit | -5, -2.5, 0, 2.5 et 5 SLPM | ± 0.2% fs | [9 empty] | FALSE |  | Gas flowmeter |  |  | 27/10/2021 00:00:00 |  | 744
4095 | CSCR0946_Gas flowmeter | Gas flowmeter | CSCR0946 |  | No |  |  | Y.SKOCZEK | Y.SKOCZEK | LABORATOIRE DEVELOPPEMENT / SCR / E-valve Bench 1 |  |  | Y.SKOCZEK | No | [14 empty] | MCPD-50SLPM-D-30PSIA-IBA | 140816 |  |  |  |  | Conform | 1 - Product quality and specific measurement equipment | 27/10/2023 00:00:00 |  |  | Débit | -50, -25, 0, 25 et 50 SLPM | ± 0.2% fs | [9 empty] | FALSE |  | Gas flowmeter |  |  | 27/10/2021 00:00:00 |  | 744
4096 | CSCR0947_Pressure sensor | Pressure sensor | CSCR0947 |  | No |  |  | Y.skoczek | Y.skoczek | LABORATOIRE DEVELOPPEMENT / SCR / E-valve Bench 1 |  |  | Y.skoczek | No | [14 empty] | PMP 5076-TB-A2-CB-H1-PE | 5413894 |  |  |  |  | Conform | 1 - Product quality and specific measurement equipment | 27/09/2023 10:29:03 |  |  | Pression | -500 / 500 mbar | ± 4 mbar | [9 empty] | FALSE |  | Pressure sensor |  |  | 27/09/2021 10:29:03 |  | 744
4097 | CSCR0948_Pressure sensor | Pressure sensor | CSCR0948 |  | No |  |  | Y.skoczek | Y.skoczek | LABORATOIRE DEVELOPPEMENT / SCR / E-valve Bench 1 |  |  | Y.skoczek | No | [14 empty] | PMP 5076-TB-A2-CB-H1-PE | 5413895 |  |  |  |  | Conform | 1 - Product quality and specific measurement equipment | 27/09/2023 10:25:05 |  |  | Pression | -500 / 500 mbar | ± 4 mbar | [9 empty] | FALSE |  | Pressure sensor |  |  | 27/09/2021 10:25:05 |  | 744
4098 | CSCR0949_Thermocouple | Thermocouple | CSCR0949 |  | No |  |  | Y.skoczek | Y.skoczek | LABORATOIRE DEVELOPPEMENT / SCR / E-valve Bench 1 |  |  | Y.skoczek | No | [20 empty] | Conform | 1 - Product quality and specific measurement equipment | 27/09/2023 11:35:50 |  |  | Température | -40 à 100 °C | ± 2 °C | [9 empty] | FALSE |  | Thermocouple |  |  | 27/09/2021 11:35:50 |  | 744
4099 | CSCR0950_Thermocouple | Thermocouple | CSCR0950 |  | No |  |  | Y.skoczek | Y.skoczek | LABORATOIRE DEVELOPPEMENT / SCR / E-valve Bench 1 |  |  | Y.skoczek | No | [20 empty] | Conform | 1 - Product quality and specific measurement equipment | 27/09/2023 00:00:00 |  |  | Température | -40 à 100 °C | ± 2 °C | [9 empty] | FALSE |  | Thermocouple |  |  | 27/09/2021 00:00:00 |  | 744
4100 | CSCR0951_Thermocouple | Thermocouple | CSCR0951 |  | No |  |  | Y.skoczek | Y.skoczek | LABORATOIRE DEVELOPPEMENT / SCR / E-valve Bench 1 |  |  | Y.skoczek | No | [20 empty] | No calibration status | 1 - Product quality and specific measurement equipment |  |  |  | Température | -40 à 100 °C | ± 2 °C | [9 empty] | FALSE |  | Thermocouple
4101 | CSCR0952_Stabilized power supply | Stabilized power supply | CSCR0952 |  | No |  |  | Y.skoczek | Y.skoczek | LABORATOIRE DEVELOPPEMENT / SCR / E-valve Bench 1 |  |  | Y.skoczek | No | [20 empty] | Conform | 1 - Product quality and specific measurement equipment | 17/09/2023 10:43:34 |  |  | Electricité | 0, 5 V | ± 1 % FS | [9 empty] | FALSE |  | Stabilized power supply |  |  | 17/09/2021 10:43:34 |  | 744
4102 | CSCR0953_Stabilized power supply | Stabilized power supply | CSCR0953 |  | No |  |  | Y.skoczek | Y.skoczek | LABORATOIRE DEVELOPPEMENT / SCR / E-valve Bench 1 |  |  | Y.skoczek | No | [20 empty] | Conform | 1 - Product quality and specific measurement equipment | 17/09/2023 10:49:29 |  |  | Electricité | 0, 12 V | ± 1 % FS | [9 empty] | FALSE |  | Stabilized power supply |  |  | 17/09/2021 10:49:29 |  | 744
4103 | CSCR0954_Stabilized power supply | Stabilized power supply | CSCR0954 |  | No |  |  | Y.skoczek | Y.skoczek | LABORATOIRE DEVELOPPEMENT / SCR / E-valve Bench 1 |  |  | Y.skoczek | No | [20 empty] | Conform | 1 - Product quality and specific measurement equipment | 17/09/2023 11:03:38 |  |  | Electricité | 0, 24 V | ±1 % FS | [9 empty] | FALSE |  | Stabilized power supply |  |  | 17/09/2021 11:03:38 |  | 744
4104 | CSCR0955_Stabilized power supply | Stabilized power supply | CSCR0955 |  | No |  |  | Y.skoczek | Y.skoczek | LABORATOIRE DEVELOPPEMENT / SCR / E-valve Bench 1 |  |  | Y.skoczek | No | [14 empty] | sm 52-ar-60 | / |  |  |  |  | Conform | 1 - Product quality and specific measurement equipment | 17/09/2023 11:26:09 |  |  | Electricité | 0, 9 , 12, 16 V | ± 1 % FS | [9 empty] | FALSE |  | Stabilized power supply |  |  | 17/09/2021 11:26:09 |  | 744
4105 | CSCR0956_Gas flowmeter | Gas flowmeter | CSCR0956 |  | No |  |  | Y.SKOCZEK | Y.SKOCZEK | LABORATOIRE DEVELOPPEMENT / SCR / E-valve Bench 3 |  |  | Y.SKOCZEK | No | [14 empty] | MCD-5SLPM-D-IB-30PSIA | 174009 |  |  |  |  | Conform | 1 - Product quality and specific measurement equipment | 31/10/2023 00:00:00 |  |  | Débit | -5, -2.5, 0, 3 SLPM | ± 0.2% fs | [9 empty] | FALSE |  | Gas flowmeter |  |  | 31/10/2021 00:00:00 |  | 744
4106 | CSCR0957_Gas flowmeter | Gas flowmeter | CSCR0957 |  | No |  |  | F. TETAUD | F. TETAUD | MECATRONIQUE / CAL / Armoire |  |  | F. TETAUD | No | [14 empty] | MCD-5SLPM-D-IB-30PSIA | 174008 |  |  |  |  | Conform | 1 - Product quality and specific measurement equipment | 02/11/2023 00:00:00 |  |  | Débit | -5, -2.5, 0, 3 SLPM | ± 0.2% fs | [9 empty] | FALSE |  | Gas flowmeter |  |  | 02/11/2021 00:00:00 |  | 744
4107 | CSCR0958_Gas flowmeter | Gas flowmeter | CSCR0958 |  | No |  |  | Y.skoczek | Y.skoczek | LABORATOIRE DEVELOPPEMENT / SCR / E-valve bench 2 |  |  | Y.skoczek | No | [14 empty] | MCD-5SLPM-D-I-125NPT | 271377 |  |  |  |  | Conform | 1 - Product quality and specific measurement equipment | 29/10/2023 00:00:00 |  |  | Débit | -5 à +5 SLPM_200KPa | ± 0.2% fs | [9 empty] | FALSE |  | Gas flowmeter |  |  | 29/10/2021 00:00:00 |  | 744
4108 | CSCR0959_Gas flowmeter | Gas flowmeter | CSCR0959 |  | No |  |  | F. TETAUD | F. TETAUD | MECATRONIQUE / CAL / Armoire |  |  | F. TETAUD | No | [14 empty] | PCD-15PSIG-D-I | 271379 |  |  |  |  | Conform | 1 - Product quality and specific measurement equipment | 23/11/2023 09:09:09 |  |  | Débit | -500 / 500 mbar | ± 0.25% fs | [9 empty] | FALSE |  | Gas flowmeter |  |  | 23/11/2021 09:09:09 |  | 744
4109 | CSCR0960_Gas flowmeter | Gas flowmeter | CSCR0960 |  | No |  |  | Y.SKOCZEK | Y.SKOCZEK | LABORATOIRE DEVELOPPEMENT / SCR / E-valve bench 2 |  |  | Y.SKOCZEK | No | [14 empty] | MCD-5SLPM-D-IB-5M | 271378 |  |  |  |  | Conform | 1 - Product quality and specific measurement equipment | 09/11/2023 00:00:00 |  |  | Débit | -5 à +5 SLPM_200KPa | ± 0.2% fs | [9 empty] | FALSE |  | Gas flowmeter |  |  | 09/11/2021 00:00:00 |  | 744
4110 | CSCR0961_Gas flowmeter | Gas flowmeter | CSCR0961 |  | No |  |  | Y.SKOCZEK | Y.SKOCZEK | LABORATOIRE DEVELOPPEMENT / SCR / E-valve bench 2 |  |  | Y.SKOCZEK | No | [14 empty] | MCPD-50SLPM-D-30PSIA-IBA | 140815 |  |  |  |  | Conform | 1 - Product quality and specific measurement equipment | 27/10/2023 00:00:00 |  |  | Débit | -50, -25, 0, 25 et 50 SLPM | ± 0.2% fs | [9 empty] | FALSE |  | Gas flowmeter |  |  | 27/10/2021 00:00:00 |  | 744
4111 | CSCR0962_Gas flowmeter | Gas flowmeter | CSCR0962 |  | No |  |  | Y.SKOCZEK | Y.SKOCZEK | LABORATOIRE DEVELOPPEMENT / SCR / E-valve bench 2 |  |  | Y.SKOCZEK | No | [14 empty] | MCR-250SLPM_D_I_IB | 271380 |  |  |  |  | Conform | 1 - Product quality and specific measurement equipment | 03/11/2023 00:00:00 |  |  | Débit | -250 à +250 SLPM _ 220KPa | ± 0.2% fs | [9 empty] | FALSE |  | Gas flowmeter |  |  | 03/11/2021 00:00:00 |  | 744
4112 | CSCR0963_Temperature measuring chain | Temperature measuring chain | CSCR0963 |  | No |  |  | Y.SKOCZEK | Y.SKOCZEK | LABORATOIRE DEVELOPPEMENT / SCR / PPM-SCR-13 |  |  | Y.SKOCZEK | No | [20 empty] | Conform | 1 - Product quality and specific measurement equipment | 14/09/2023 16:21:13 |  |  | Température | -50/150 °C | ±0,5°C | [9 empty] | FALSE |  | Temperature measuring chain |  |  | 14/09/2021 16:21:13 |  | 744
4113 | CSCR0964_Temperature measuring chain | Temperature measuring chain | CSCR0964 |  | No |  |  | Y.SKOCZEK | Y.SKOCZEK | LABORATOIRE DEVELOPPEMENT / SCR / PPM-SCR-13 |  |  | Y.SKOCZEK | No | [20 empty] | Conform | 1 - Product quality and specific measurement equipment | 14/09/2023 16:26:40 |  |  | Température | -50/150 °C | ±0,5°C | [9 empty] | FALSE |  | Temperature measuring chain |  |  | 14/09/2021 16:26:40 |  | 744
4114 | CSCR0966_Stabilized power supply | Stabilized power supply | CSCR0966 |  | No |  |  | Y.SKOCZEK | Y.SKOCZEK | Armoire A-SCR-02 |  |  | Y.SKOCZEK | No | [14 empty] | ES 030-5 | 527201000129 |  |  |  |  | No calibration status | 3 - Not affecting quality equipment |  |  |  | Electricité | 0/30 V;0/5 A | Approach device | [9 empty] | FALSE |  | Stabilized power supply
4115 | CSCR0967_NI 9178 | NI 9178 | CSCR0967 |  | No |  |  | Y.SKOCZEK | Y.SKOCZEK | Armoire A-SCR-02 |  |  | Y.SKOCZEK | No | [14 empty] | ni 9178 | 1DFA8BC |  |  |  |  | No calibration status | 3 - Not affecting quality equipment |  |  |  | Electrique | Approach device | Approach device | [9 empty] | FALSE |  | NI 9178
4116 | CSCR0968_Scale | Scale | CSCR0968 |  | No |  |  | Y.SKOCZEK | Y.SKOCZEK | Armoire A-SCR-02 |  |  | Y.SKOCZEK | No | [14 empty] | AC211S | 80106508 |  |  |  |  | Conform | 1 - Product quality and specific measurement equipment | 20/09/2023 10:18:27 |  |  | Masse | constructeur | constructeur | [9 empty] | FALSE |  | Scale |  |  | 20/09/2021 10:18:27 |  | 744
4117 | CSCR0969_Stabilized power supply | Stabilized power supply | CSCR0969 |  | No |  |  | Y.SKOCZEK | Y.SKOCZEK | LABORATOIRE DEVELOPPEMENT / SCR / PPM-SCR-04 |  |  | Y.SKOCZEK | No | [14 empty] | / | / |  |  |  |  | Conform | 1 - Product quality and specific measurement equipment | 21/09/2023 15:19:38 |  |  | Electricité | 0/20 V;0/38 A | ± 0,5V; Approach device | [9 empty] | FALSE |  | Stabilized power supply |  |  | 21/09/2021 15:19:38 |  | 744
4118 | CSCR0970_NI 9174 | NI 9174 | CSCR0970 |  | No |  |  | Y.SKOCZEK | Y.SKOCZEK | LABORATOIRE DEVELOPPEMENT / SCR / E-valve Bench 1 |  |  | Y.SKOCZEK | No | [14 empty] | / | / |  |  |  |  | No calibration status | 3 - Not affecting quality equipment |  |  |  | Electrique | / | / | [9 empty] | FALSE |  | NI 9174
4119 | CSCR0971_NI 9211 | NI 9211 | CSCR0971 |  | No |  |  | Y.SKOCZEK | Y.SKOCZEK | LABORATOIRE DEVELOPPEMENT / SCR / E-valve Bench 1 |  |  | Y.SKOCZEK | No | [14 empty] | / | 199E73E |  |  |  |  | No calibration status | 3 - Not affecting quality equipment |  |  |  | Electricité | / | / | [9 empty] | FALSE |  | NI 9211
4120 | CSCR0972_NI 9481 | NI 9481 | CSCR0972 |  | No |  |  | Y.SKOCZEK | Y.SKOCZEK | LABORATOIRE DEVELOPPEMENT / SCR / E-valve Bench 1 |  |  | Y.SKOCZEK | No | [14 empty] | NI 9481 | 1910954 |  |  |  |  | No calibration status | 3 - Not affecting quality equipment |  |  |  | Electricité | / | / | [9 empty] | FALSE |  | NI 9481
4121 | CSCR0973_ni 9263 | ni 9263 | CSCR0973 |  | No |  |  | Y.SKOCZEK | Y.SKOCZEK | LABORATOIRE DEVELOPPEMENT / SCR / E-valve Bench 1 |  |  | Y.SKOCZEK | No | [14 empty] | niI 9263 | 1D3B986 |  |  |  |  | No calibration status | 3 - Not affecting quality equipment |  |  |  | Electricité | ±10 V | ±0,1 %RV | [9 empty] | FALSE |  | ni 9263
4122 | CSCR0974_NI 9205 | NI 9205 | CSCR0974 |  | No |  |  | Y.SKOCZEK | Y.SKOCZEK | LABORATOIRE DEVELOPPEMENT / SCR / E-valve Bench 1 |  |  | Y.SKOCZEK | No | [14 empty] | NI 9205 | 1BDEADF |  |  |  |  | No calibration status | 3 - Not affecting quality equipment |  |  |  | Electricité | -10/10 V-5/5 V-1/1 V-0,2/0,2 V | ± 6,23 mV± 3,23 mV± 0,69 mV± 0,174 mV | [9 empty] | FALSE |  | NI 9205
4123 | CSCR0975_Stabilized power supply | Stabilized power supply | CSCR0975 |  | No |  |  | Y.SKOCZEK | Y.SKOCZEK | LABORATOIRE DEVELOPPEMENT / SCR / PPM-SCR-04 |  |  | Y.SKOCZEK | No | [20 empty] | Conform | 1 - Product quality and specific measurement equipment | 22/09/2023 14:52:38 |  |  | Electricité | 0/20 V;0/38 A | ± 0,5V; Approach device | [9 empty] | FALSE |  | Stabilized power supply |  |  | 22/09/2021 14:52:38 |  | 744
4124 | CSCR0976_Temperature measuring chain | Temperature measuring chain | CSCR0976 |  | No |  |  | Y.SKOCZEK | Y.SKOCZEK | LABORATOIRE DEVELOPPEMENT / SCR / PPM-SCR-04 |  |  | Y.SKOCZEK | No | [20 empty] | Conform | 1 - Product quality and specific measurement equipment | 22/09/2023 16:31:53 |  |  | Température | -50/150 °C | ±0,5°C | [9 empty] | FALSE |  | Temperature measuring chain |  |  | 22/09/2021 16:31:53 |  | 744
4125 | CSCR0977_Temperature measuring chain | Temperature measuring chain | CSCR0977 |  | No |  |  | Y.SKOCZEK | Y.SKOCZEK | LABORATOIRE DEVELOPPEMENT / SCR / PPM-SCR-04 |  |  | Y.SKOCZEK | No | [20 empty] | Conform | 1 - Product quality and specific measurement equipment | 22/09/2023 16:26:06 |  |  | Température | -50/150 °C | ±0,5°C | [9 empty] | FALSE |  | Temperature measuring chain |  |  | 22/09/2021 16:26:06 |  | 744
4126 | CSCR0978_Pressure sensor | Pressure sensor | CSCR0978 |  | No |  |  | Y.SKOCZEK | Y.SKOCZEK | LABORATOIRE DEVELOPPEMENT / SCR / \ |  |  | Y.SKOCZEK | No | [15 empty] | 5413893 | [5 empty] | 1 - Product quality and specific measurement equipment |  |  |  | Pression | -500 à 500 mbar | ±1.5% fs | [9 empty] | FALSE |  | Pressure sensor
4127 | CSCR0979_Pressure sensor | Pressure sensor | CSCR0979 |  | No |  |  | Y.SKOCZEK | Y.SKOCZEK | LABORATOIRE DEVELOPPEMENT / SCR / \ |  |  | Y.SKOCZEK | No | [14 empty] | PMP 5076-TB-A2-CB-H1-PE | 5611842 | [5 empty] | 1 - Product quality and specific measurement equipment |  |  |  | Pression | -500 à 500 mbar | ±1.5% fs | [9 empty] | FALSE |  | Pressure sensor
4128 | CSCR0980_Pressure sensor | Pressure sensor | CSCR0980 |  | No |  |  | Y.SKOCZEK | Y.SKOCZEK | LABORATOIRE DEVELOPPEMENT / SCR / \ |  |  | Y.SKOCZEK | No | [14 empty] | PMP 5076-TB-A2-CB-H1-PE | 5659251 | [5 empty] | 1 - Product quality and specific measurement equipment |  |  |  | Pression | -500 à 500 mbar | ±1.5% fs | [9 empty] | FALSE |  | Pressure sensor
4129 | CSCR0981_Pressure sensor | Pressure sensor | CSCR0981 |  | No |  |  | Y.SKOCZEK | Y.SKOCZEK | LABORATOIRE DEVELOPPEMENT / SCR / \ |  |  | Y.SKOCZEK | No | [14 empty] | PMP 5076-TB-A2-CB-H1-PE | 5659243 | [5 empty] | 1 - Product quality and specific measurement equipment |  |  |  | Pression | -500 à 500 mbar | ±1.5% fs | [9 empty] | FALSE |  | Pressure sensor
4130 | CSCR0982_Pressure sensor | Pressure sensor | CSCR0982 |  | No |  |  | Y.SKOCZEK | Y.SKOCZEK | LABORATOIRE DEVELOPPEMENT / SCR / \ |  |  | Y.SKOCZEK | No | [14 empty] | PMP 5076-TB-A2-CB-H1-PE | 5659244 | [5 empty] | 1 - Product quality and specific measurement equipment |  |  |  | Pression | -500 à 500 mbar | ±1.5% fs | [9 empty] | FALSE |  | Pressure sensor
4131 | CSCR0983_Gas flowmeter | Gas flowmeter | CSCR0983 |  | No |  |  | Y.SKOCZEK | Y.SKOCZEK | LABORATOIRE DEVELOPPEMENT / SCR / \ |  |  | Y.SKOCZEK | No | [14 empty] | / | 180045 |  |  |  |  | Conform | 1 - Product quality and specific measurement equipment | 15/03/2024 00:00:00 |  |  | Débit | -250, -125, 0, 125 et 250 SLPM | ±0.25% FS; ±0.2% FS | [9 empty] | FALSE |  | Gas flowmeter |  |  | 15/03/2022 00:00:00 |  | 744
4132 | CSCR0984_Stabilized power supply | Stabilized power supply | CSCR0984 |  | No |  |  | Y.SKOCZEK | Y.SKOCZEK | LABORATOIRE DEVELOPPEMENT / SCR / PPM-SCR-01 |  |  | Y.SKOCZEK | No | [20 empty] | Conform | 1 - Product quality and specific measurement equipment | 29/09/2023 15:18:33 |  |  | Electricité | 0/20 V;0/38 A | ± 0,5V; Approach device | [9 empty] | FALSE |  | Stabilized power supply |  |  | 29/09/2021 15:18:33 |  | 744
4133 | CSCR0985_Stabilized power supply | Stabilized power supply | CSCR0985 |  | No |  |  | Y.skoczek | Y.skoczek | LABORATOIRE DEVELOPPEMENT / SCR / E-valve bench 2 |  |  | Y.skoczek | No | [20 empty] | Conform | 1 - Product quality and specific measurement equipment | 30/09/2023 10:23:08 |  |  | Electricité | 0, 5 V | ± 1 % FS | [9 empty] | FALSE |  | Stabilized power supply |  |  | 30/09/2021 10:23:08 |  | 744
4134 | CSCR0986_Stabilized power supply | Stabilized power supply | CSCR0986 |  | No |  |  | Y.skoczek | Y.skoczek | LABORATOIRE DEVELOPPEMENT / SCR / E-valve bench 2 |  |  | Y.skoczek | No | [21 empty] | 1 - Product quality and specific measurement equipment |  |  |  | Electricité | 0, 12 V | ± 1 % FS | [9 empty] | FALSE |  | Stabilized power supply
4135 | CSCR0987_Stabilized power supply | Stabilized power supply | CSCR0987 |  | No |  |  | Y.skoczek | Y.skoczek | LABORATOIRE DEVELOPPEMENT / SCR / E-valve bench 2 |  |  | Y.skoczek | No | [20 empty] | Conform | 1 - Product quality and specific measurement equipment | 30/09/2023 10:40:48 |  |  | Electricité | 0, 24 V | ±1 % FS | [9 empty] | FALSE |  | Stabilized power supply |  |  | 30/09/2021 10:40:48 |  | 744
4136 | CSCR0989_Stabilized power supply | Stabilized power supply | CSCR0989 |  | No |  |  | Y.skoczek | Y.skoczek | LABORATOIRE DEVELOPPEMENT / SCR / E-valve bench 2 |  |  | Y.skoczek | No | [14 empty] | sm 52-ar-60 | [5 empty] | Conform | 1 - Product quality and specific measurement equipment | 30/09/2023 10:48:46 |  |  | Electricité | 0, 9 , 12, 16 V | ± 1 % FS | [9 empty] | FALSE |  | Stabilized power supply |  |  | 30/09/2021 10:48:46 |  | 744
4137 | CSCR0990_Pressure sensor | Pressure sensor | CSCR0990 |  | No |  |  | Y.skoczek | Y.skoczek | LABORATOIRE DEVELOPPEMENT / SCR / E-valve bench 2 |  |  | Y.skoczek | No | [14 empty] | PMP 5076-TB-A2-CB-H1-PE | [5 empty] | Conform | 1 - Product quality and specific measurement equipment | 30/09/2023 14:40:13 |  |  | Pression | -500 / 500 mbar | ± 4 mbar | [9 empty] | FALSE |  | Pressure sensor |  |  | 30/09/2021 14:40:13 |  | 744
4138 | CSCR0991_Pressure sensor | Pressure sensor | CSCR0991 |  | No |  |  | Y.skoczek | Y.skoczek | LABORATOIRE DEVELOPPEMENT / SCR / E-valve bench 2 |  |  | Y.skoczek | No | [14 empty] | PMP 5076-TB-A2-CB-H1-PE | [5 empty] | Conform | 1 - Product quality and specific measurement equipment | 30/09/2023 16:10:18 |  |  | Pression | -500 / 500 mbar | ± 4 mbar | [9 empty] | FALSE |  | Pressure sensor |  |  | 30/09/2021 16:10:18 |  | 744
4139 | CSCR0992_NI 9172 | NI 9172 | CSCR0992 |  | No |  |  | Y.skoczek | Y.skoczek | LABORATOIRE DEVELOPPEMENT / SCR / E-valve bench 2 |  |  | Y.skoczek | No | [20 empty] | No calibration status | 3 - Not affecting quality equipment |  |  |  | Electrique |  | / | [9 empty] | FALSE |  | NI 9172
4140 | CSCR0993_NI 9211 | NI 9211 | CSCR0993 |  | No |  |  | Y.skoczek | Y.skoczek | LABORATOIRE DEVELOPPEMENT / SCR / E-valve bench 2 |  |  | Y.skoczek | No | [15 empty] | 194O350 |  |  |  |  | No calibration status | 3 - Not affecting quality equipment |  |  |  | Electricité |  | / | [9 empty] | FALSE |  | NI 9211
4141 | CSCR0994_NI 9481 | NI 9481 | CSCR0994 |  | No |  |  | Y.skoczek | Y.skoczek | LABORATOIRE DEVELOPPEMENT / SCR / E-valve bench 2 |  |  | Y.skoczek | No | [15 empty] | 1Be292e |  |  |  |  | No calibration status | 3 - Not affecting quality equipment |  |  |  | Electricité |  | / | [9 empty] | FALSE |  | NI 9481
4142 | CSCR0995_ni 9263 | ni 9263 | CSCR0995 |  | No |  |  | Y.skoczek | Y.skoczek | LABORATOIRE DEVELOPPEMENT / SCR / E-valve bench 2 |  |  | Y.skoczek | No | [20 empty] | No calibration status | 3 - Not affecting quality equipment |  |  |  | Electricité |  | / | [9 empty] | FALSE |  | ni 9263
4143 | CSCR0996_NI 9205 | NI 9205 | CSCR0996 |  | No |  |  | Y.skoczek | Y.skoczek | LABORATOIRE DEVELOPPEMENT / SCR / E-valve bench 2 |  |  | Y.skoczek | No | [20 empty] | No calibration status | 3 - Not affecting quality equipment |  |  |  | Electricité |  | / | [9 empty] | FALSE |  | NI 9205
4144 | CSCR0997_Thermocouple | Thermocouple | CSCR0997 |  | No |  |  | Y.skoczek | Y.skoczek | LABORATOIRE DEVELOPPEMENT / SCR / E-valve bench 2 |  |  | Y.skoczek | No | [20 empty] | Conform | 1 - Product quality and specific measurement equipment | 30/09/2023 16:11:30 |  |  | Température | -40 à 100 °C | ± 2 °C | [9 empty] | FALSE |  | Thermocouple |  |  | 30/09/2021 16:11:30 |  | 744
4145 | CSCR0998_Thermocouple | Thermocouple | CSCR0998 |  | No |  |  | Y.skoczek | Y.skoczek | LABORATOIRE DEVELOPPEMENT / SCR / E-valve bench 2 |  |  | Y.skoczek | No | [20 empty] | Conform | 1 - Product quality and specific measurement equipment | 30/09/2023 16:12:24 |  |  | Température | -40 à 100 °C | ± 2 °C | [9 empty] | FALSE |  | Thermocouple |  |  | 30/09/2021 16:12:24 |  | 744
4146 | CSCR0999_Temperature measuring chain | Temperature measuring chain | CSCR0999 |  | No |  |  | Y.SKOCZEK | Y.SKOCZEK | LABORATOIRE DEVELOPPEMENT / SCR / PPM-SCR-01 |  |  | Y.SKOCZEK | No | [20 empty] | Conform | 1 - Product quality and specific measurement equipment | 01/10/2023 11:29:11 |  |  | Température | -50/150 °C | ±0,5°C | [9 empty] | FALSE |  | Temperature measuring chain |  |  | 01/10/2021 11:29:11 |  | 744
4147 | CSCR1000_Temperature measuring chain | Temperature measuring chain | CSCR1000 |  | No |  |  | Y.SKOCZEK | Y.SKOCZEK | LABORATOIRE DEVELOPPEMENT / SCR / PPM-SCR-01 |  |  | Y.SKOCZEK | No | [20 empty] | Conform | 1 - Product quality and specific measurement equipment | 01/10/2023 11:47:50 |  |  | Température | -50/150 °C | ±0,5°C | [9 empty] | FALSE |  | Temperature measuring chain |  |  | 01/10/2021 11:47:50 |  | 744
4148 | CSCR1001_CANECASE XL | CANECASE XL | CSCR1001 |  | No |  |  | Y.SKOCZEK | Y.SKOCZEK | Armoire A-SCR-02 |  |  | Y.SKOCZEK | No | [14 empty] | CANE CASE XL | 007129-034536 |  |  |  |  | No calibration status | 3 - Not affecting quality equipment |  |  |  | / | ( | Approach device | [9 empty] | FALSE |  | CANECASE XL
4149 | CSCR1002_CANECASE XL | CANECASE XL | CSCR1002 |  | No |  |  | Y.SKOCZEK | Y.SKOCZEK | Armoire A-SCR-02 |  |  | Y.SKOCZEK | No | [14 empty] | CANE CASE XL | [5 empty] | No calibration status | 3 - Not affecting quality equipment |  |  |  | / | ( | Approach device | [9 empty] | FALSE |  | CANECASE XL
4150 | CSCR1003_CANcase | CANcase | CSCR1003 |  | No |  |  | Y.SKOCZEK | Y.SKOCZEK | Armoire A-SCR-02 |  |  | Y.SKOCZEK | No | [14 empty] | CANcase XL | 007129-072399 |  |  |  |  | No calibration status | 3 - Not affecting quality equipment |  |  |  | / | ( | Approach device | [9 empty] | FALSE |  | CANcase
4151 | CSCR1004_CANcase | CANcase | CSCR1004 |  | No |  |  | Y.SKOCZEK | Y.SKOCZEK | Armoire A-SCR-02 |  |  | Y.SKOCZEK | No | [14 empty] | CANcase XL | 007129-019962 |  |  |  |  | No calibration status | 3 - Not affecting quality equipment |  |  |  | / | ( | Approach device | [9 empty] | FALSE |  | CANcase
4152 | CSCR1006_automotive interface | automotive interface | CSCR1006 |  | No |  |  | Y.SKOCZEK | Y.SKOCZEK | Armoire A-SCR-02 |  |  | Y.SKOCZEK | No | [14 empty] | automotivc interface 4 | KA422625 |  |  |  |  | No calibration status | 3 - Not affecting quality equipment |  |  |  | / | ( | Approach device | [9 empty] | FALSE |  | automotive interface
4153 | CSCR1007_automotive interface | automotive interface | CSCR1007 |  | No |  |  | Y.SKOCZEK | Y.SKOCZEK | Armoire A-SCR-02 |  |  | Y.SKOCZEK | No | [14 empty] | automotivc interface 4 | KA420559 |  |  |  |  | No calibration status | 3 - Not affecting quality equipment |  |  |  | / | ( | Approach device | [9 empty] | FALSE |  | automotive interface
4154 | CSCR1008_automotive interface | automotive interface | CSCR1008 |  | No |  |  | Y.SKOCZEK | Y.SKOCZEK | Armoire A-SCR-02 |  |  | Y.SKOCZEK | No | [14 empty] | automotivc interface 4 | [5 empty] | No calibration status | 3 - Not affecting quality equipment |  |  |  | / | ( | Approach device | [9 empty] | FALSE |  | automotive interface
4155 | CSCR1009_Gas flowmeter | Gas flowmeter | CSCR1009 |  | No |  |  | Y.SKOCZEK | Y.SKOCZEK | LABORATOIRE DEVELOPPEMENT / SCR / \ |  |  | Y.SKOCZEK | No | [14 empty] | MCD-5SLPM-D-IB-30PSIA | 173693 |  |  |  |  | Conform | 1 - Product quality and specific measurement equipment | 16/02/2024 20:00:00 |  |  | Débit | -5, -2.5, 0, 2.5 et 5 SLPM | ±0.2% FS | [9 empty] | FALSE |  | Gas flowmeter |  |  | 16/02/2022 20:00:00 |  | 744
4156 | CSCR1010_Gas flowmeter | Gas flowmeter | CSCR1010 |  | No |  |  | Y.SKOCZEK | Y.SKOCZEK | LABORATOIRE DEVELOPPEMENT / SCR / \ |  |  | Y.SKOCZEK | No | [14 empty] | MCPD-50SLPM-D-30PSIA-IBA | 140814 |  |  |  |  | Conform | 1 - Product quality and specific measurement equipment | 09/03/2024 15:59:25 |  |  | Débit | +/-250 SLPM | ±0.2% FS | [9 empty] | FALSE |  | Gas flowmeter |  |  | 09/03/2022 15:59:25 |  | 744
4157 | CSCR1011_Stabilized power supply | Stabilized power supply | CSCR1011 |  | No |  |  | Y.SKOCZEK | Y.SKOCZEK | LABORATOIRE DEVELOPPEMENT / SCR / Banc pilotage ADM Dinox Compact |  |  | Y.SKOCZEK | No | [14 empty] | / | / |  |  |  |  | Conform | 1 - Product quality and specific measurement equipment | 12/10/2023 15:13:41 |  |  | Electricité | 0/52V | +/-1% | [9 empty] | FALSE |  | Stabilized power supply |  |  | 12/10/2021 15:13:41 |  | 744
4158 | CSCR1012_Stabilized power supply | Stabilized power supply | CSCR1012 |  | No |  |  | Y.SKOCZEK | Y.SKOCZEK | LABORATOIRE DEVELOPPEMENT / SCR / Banc pilotage ADM Dinox Compact |  |  | Y.SKOCZEK | No | [14 empty] | / | [5 empty] | Conform | 1 - Product quality and specific measurement equipment | 30/03/2024 15:16:25 |  |  | Electricité | 5; 12 V | +/-1% | [9 empty] | FALSE |  | Stabilized power supply |  |  | 30/03/2022 15:16:25 |  | 744
4159 | CSCR1013_Stabilized power supply | Stabilized power supply | CSCR1013 |  | No |  |  | Y.SKOCZEK | Y.SKOCZEK | LABORATOIRE DEVELOPPEMENT / SCR / Banc pilotage ADM Dinox Compact |  |  | Y.SKOCZEK | No | [14 empty] | / | [5 empty] | Conform | 1 - Product quality and specific measurement equipment | 30/03/2024 10:10:51 |  |  | Electricité | 0/52V | +/-1% | [9 empty] | FALSE |  | Stabilized power supply |  |  | 30/03/2022 10:10:51 |  | 744
4160 | CSCR1014_X channel data logger | X channel data logger | CSCR1014 |  | No |  |  | Y.SKOCZEK | Y.SKOCZEK | Armoire A-SCR-02 |  |  | Y.SKOCZEK | No | [14 empty] | xl100 | T1H1025 |  |  |  |  | Conform | 1 - Product quality and specific measurement equipment | 20/01/2024 11:35:30 |  |  | Electricité | According Manufacturer SpecTo be defined | According Manufacturer SpecTo be defined | [9 empty] | FALSE |  | X channel data logger |  |  | 20/01/2022 11:35:30 |  | 744
4161 | CSCR1014-01_RACQ TEMPERATURE | RACQ TEMPERATURE | CSCR1014-01 |  | No |  |  | Y.SKOCZEK | Y.SKOCZEK | Armoire A-SCR-02 |  |  | Y.SKOCZEK | No | [14 empty] | 95053 | T1H7001 |  |  |  |  | No calibration status | 3 - Not affecting quality equipment |  |  |  | Electricité | / | / | [9 empty] | FALSE |  | RACQ TEMPERATURE
4162 | CSCR1014-02_RACQ TEMPERATURE | RACQ TEMPERATURE | CSCR1014-02 |  | No |  |  | Y.SKOCZEK | Y.SKOCZEK | Armoire A-SCR-02 |  |  | Y.SKOCZEK | No | [14 empty] | 95053 | t1k1018 |  |  |  |  | No calibration status | 3 - Not affecting quality equipment |  |  |  | Electricité | / | / | [9 empty] | FALSE |  | RACQ TEMPERATURE
4163 | CSCR1014-03_RACQ TEMPERATURE | RACQ TEMPERATURE | CSCR1014-03 |  | No |  |  | Y.SKOCZEK | Y.SKOCZEK | Armoire A-SCR-02 |  |  | Y.SKOCZEK | No | [14 empty] | 95053 | T1GC029 |  |  |  |  | No calibration status | 3 - Not affecting quality equipment |  |  |  | Electricité | / | / | [9 empty] | FALSE |  | RACQ TEMPERATURE
4164 | CSCR1014-04_RACQ TEMPERATURE | RACQ TEMPERATURE | CSCR1014-04 |  | No |  |  | Y.SKOCZEK | Y.SKOCZEK | Armoire A-SCR-02 |  |  | Y.SKOCZEK | No | [14 empty] | 95053 | t1m6003 |  |  |  |  | No calibration status | 3 - Not affecting quality equipment |  |  |  | Electricité | / | / | [9 empty] | FALSE |  | RACQ TEMPERATURE
4165 | CSCR1014-05_RACQ TEMPERATURE | RACQ TEMPERATURE | CSCR1014-05 |  | No |  |  | Y.SKOCZEK | Y.SKOCZEK | Armoire A-SCR-02 |  |  | Y.SKOCZEK | No | [14 empty] | 95053 | T1L5007 |  |  |  |  | No calibration status | 3 - Not affecting quality equipment |  |  |  | Electricité | / | / | [9 empty] | FALSE |  | RACQ TEMPERATURE
4166 | CSCR1014-06_RACQ TEMPERATURE | RACQ TEMPERATURE | CSCR1014-06 |  | No |  |  | Y.SKOCZEK | Y.SKOCZEK | Armoire A-SCR-02 |  |  | Y.SKOCZEK | No | [14 empty] | 95053 | T1GC038 |  |  |  |  | No calibration status | 3 - Not affecting quality equipment |  |  |  | Electricité | / | / | [9 empty] | FALSE |  | RACQ TEMPERATURE
4167 | CSCR1015_Hygrometer | Hygrometer | CSCR1015 |  | No |  |  | Y.SKOCZEK | Y.SKOCZEK | LABORATOIRE DEVELOPPEMENT / SCR / \ |  |  | Y.SKOCZEK | No | [14 empty] | HMM100 | 55A1CE |  |  |  |  | Conform | 1 - Product quality and specific measurement equipment | 25/10/2023 00:00:00 |  |  | Humidité | 11 / 91 %HR | ±5% HR | [9 empty] | FALSE |  | Hygrometer |  |  | 25/10/2021 00:00:00 |  | 744
4168 | CSCR1016_NI 9401 | NI 9401 | CSCR1016 |  | No | DAQ-Module |  | Y.SKOCZEK | Y.SKOCZEK | Armoire A-SCR-02 |  |  | Y.SKOCZEK | No | [14 empty] | 9401(A)-152182A-01L | 181A498 |  |  |  |  | Conform | 1 - Product quality and specific measurement equipment | 04/11/2023 09:49:14 |  |  | Température | -50/150 °C | ±0,5°C | [6 empty] | DAQ-Module |  |  | FALSE |  | NI 9401 |  |  | 04/11/2021 09:49:14 |  | 744
4169 | CSCR1017_Temperature measuring chain | Temperature measuring chain | CSCR1017 |  | No |  |  | Y.SKOCZEK | Y.SKOCZEK | LABORATOIRE DEVELOPPEMENT / SCR / PPM-SCR-17 |  |  | Y.SKOCZEK | No | [20 empty] | Conform | 1 - Product quality and specific measurement equipment | 04/11/2023 10:05:31 |  |  | Température | -50/150 °C | ±0,5°C | [9 empty] | FALSE |  | Temperature measuring chain |  |  | 04/11/2021 10:05:31 |  | 744
4170 | CSCR1018_Clampmeter | Clampmeter | CSCR1018 |  | No |  |  | Y.SKOCZEK | Y.SKOCZEK | Armoire A-SCR-02 |  |  | Y.SKOCZEK | No | [14 empty] | i30s | 96330097 |  |  |  |  | Out of date | 1 - Product quality and specific measurement equipment | 29/12/2022 00:00:00 |  |  | Electricité | 30 A | ±0,37 A | [9 empty] | FALSE |  | Clampmeter |  |  | 29/12/2021 00:00:00 |  | 372
4171 | CSCR1019_Clampmeter | Clampmeter | CSCR1019 |  | No |  |  | Y.SKOCZEK | Y.SKOCZEK | Armoire A-SCR-02 |  |  | Y.SKOCZEK | No | [14 empty] | i30s | 25660140 |  |  |  |  | Out of date | 1 - Product quality and specific measurement equipment | 29/12/2022 00:00:00 |  |  | Electricité | 30 A | ±0,37 A | [9 empty] | FALSE |  | Clampmeter |  |  | 29/12/2021 00:00:00 |  | 372
4172 | CSCR1020_Clampmeter | Clampmeter | CSCR1020 |  | No |  |  | Y.SKOCZEK | Y.SKOCZEK | Armoire A-SCR-02 |  |  | Y.SKOCZEK | No | [14 empty] | i30s | 23280012 |  |  |  |  | Out of date | 1 - Product quality and specific measurement equipment | 29/12/2022 00:00:00 |  |  | Electricité | 30 A | ±0,37 A | [9 empty] | FALSE |  | Clampmeter |  |  | 29/12/2021 00:00:00 |  | 372
4173 | CSCR1021_Liquid flowmeter | Liquid flowmeter | CSCR1021 |  | No |  |  | J.GUEIB | J.GUEIB | LABORATOIRE DEVELOPPEMENT / SCR / \ |  |  | J.GUEIB | No | [14 empty] | M14-ABD-33-0-S | B12200004A | [5 empty] | 1 - Product quality and specific measurement equipment |  |  |  | Débit | 2 / 10 kg/h | ±1.0% fs | [9 empty] | FALSE |  | Liquid flowmeter
4174 | CSCR1022_Liquid flowmeter | Liquid flowmeter | CSCR1022 |  | No |  |  | J.GUEIB | J.GUEIB | LABORATOIRE DEVELOPPEMENT / SCR / \ |  |  | J.GUEIB | No | [14 empty] | M14-ABD-33-0-S | B13201491A | [5 empty] | 3 - Not affecting quality equipment |  |  |  | Débit | 2 / 10 kg/h | ±1.0% fs | [9 empty] | FALSE |  | Liquid flowmeter
4175 | CSCR1023_Liquid flowmeter | Liquid flowmeter | CSCR1023 |  | No |  |  | J.GUEIB | J.GUEIB | LABORATOIRE DEVELOPPEMENT / SCR / \ |  |  | J.GUEIB | No | [14 empty] | M14-ABD-33-0-S | B12200540A | [5 empty] | 1 - Product quality and specific measurement equipment |  |  |  | Débit | 2 / 10 kg/h | ±1.0% fs | [9 empty] | FALSE |  | Liquid flowmeter
4176 | CSCR1024_Liquid flowmeter | Liquid flowmeter | CSCR1024 |  | No |  |  | Y.skoczek | Y.skoczek | LABORATOIRE DEVELOPPEMENT / SCR / \ |  |  | Y.skoczek | No | [14 empty] | / | / | [5 empty] | 3 - Not affecting quality equipment |  |  |  | Débit |  | / | [9 empty] | FALSE |  | Liquid flowmeter
4177 | CSCR1026_Pressure sensor | Pressure sensor | CSCR1026 |  | No |  |  | Y.skoczek | Y.skoczek | LABORATOIRE DEVELOPPEMENT / SCR / Banc pilotage ADM Dinox Compact |  |  | Y.skoczek | No | [14 empty] | UNIK 5000 | 3671625 |  |  |  |  | Conform | 1 - Product quality and specific measurement equipment | 25/02/2024 00:00:00 |  |  | Pression | 0/10 bar | ±20 mbar | [9 empty] | FALSE |  | Pressure sensor |  |  | 25/02/2022 00:00:00 |  | 744
4178 | CSCR1032_Stabilised Power Supply | Stabilised Power Supply | CSCR1032 |  | No |  |  | Y.skoczek | Y.skoczek | LABORATOIRE DEVELOPPEMENT / SCR / CSV-BENCH-001 |  |  | Y.skoczek | No | [14 empty] | SM52-AR-60 | 1028672 | [5 empty] | 1 - Product quality and specific measurement equipment |  |  |  | Electricité | 0/52V 1500W | +/-1% | [9 empty] | FALSE |  | Stabilised Power Supply
4179 | CSCR1033_Stabilised Power Supply | Stabilised Power Supply | CSCR1033 |  | No |  |  | Y.skoczek | Y.skoczek | LABORATOIRE DEVELOPPEMENT / SCR / CSV-BENCH-001 |  |  | Y.skoczek | No | [14 empty] | SM52-AR-60 | 10230804 | [5 empty] | 1 - Product quality and specific measurement equipment |  |  |  | Electricité | 0/52V 1500W | +/-1% | [9 empty] | FALSE |  | Stabilised Power Supply
4180 | CSCR1034_Stabilised Power Supply | Stabilised Power Supply | CSCR1034 |  | No |  |  | Y.skoczek | Y.skoczek | LABORATOIRE DEVELOPPEMENT / SCR / CSV-BENCH-001 |  |  | Y.skoczek | No | [14 empty] | SM52-AR-60 | 10239823 | [5 empty] | 1 - Product quality and specific measurement equipment |  |  |  | Electricité | 0/52V 1500W | +/-1% | [9 empty] | FALSE |  | Stabilised Power Supply
4181 | CSCR1035_Stabilised Power Supply | Stabilised Power Supply | CSCR1035 |  | No |  |  | Y.skoczek | Y.skoczek | LABORATOIRE DEVELOPPEMENT / SCR / CSV-BENCH-001 |  |  | Y.skoczek | No | [14 empty] | SM52-AR-60 | 731401000071 | [5 empty] | 1 - Product quality and specific measurement equipment |  |  |  | Electricité | 0/52V 1500W | +/-1% | [9 empty] | FALSE |  | Stabilised Power Supply
4182 | CSCR1036_Stabilised Power Supply | Stabilised Power Supply | CSCR1036 |  | No |  |  | Y.skoczek | Y.skoczek | LABORATOIRE DEVELOPPEMENT / SCR / CSV-BENCH-001 |  |  | Y.skoczek | No | [14 empty] | SM52-AR-60 | 731401000067 | [5 empty] | 1 - Product quality and specific measurement equipment |  |  |  | Electricité | 0/52V 1500W | +/-1% | [9 empty] | FALSE |  | Stabilised Power Supply
4183 | CSCR1037_Stabilised Power Supply | Stabilised Power Supply | CSCR1037 |  | No |  |  | Y.skoczek | Y.skoczek | LABORATOIRE DEVELOPPEMENT / SCR / CSV-BENCH-001 |  |  | Y.skoczek | No | [14 empty] | SM52-AR-60 | 10059849 | [5 empty] | 1 - Product quality and specific measurement equipment |  |  |  | Electricité | 0/52V 1500W | +/-1% | [9 empty] | FALSE |  | Stabilised Power Supply
4184 | CSCR1038_Oscilloscope | Oscilloscope | CSCR1038 |  | No |  |  | Y.skoczek | Y.skoczek | Armoire A-SCR-02 |  |  | Y.skoczek | No | [14 empty] | DLMa2024 | 91N122791 |  |  |  |  | Conform | 1 - Product quality and specific measurement equipment | 08/04/2024 00:00:00 |  |  | Electricité | According Manufacturer SpecTo be defined | According Manufacturer SpecTo be defined | [9 empty] | FALSE |  | Oscilloscope |  |  | 08/04/2022 00:00:00 |  | 744
4185 | CSCR1039_Enregistreur numérique | Enregistreur numérique | CSCR1039 |  | No |  |  | Y.skoczek | Y.skoczek | Armoire A-SCR-02 |  |  | Y.skoczek | No | [14 empty] | GP 10 | N1VB00074 |  |  |  |  | Conform | 1 - Product quality and specific measurement equipment | 04/04/2024 00:00:00 |  |  | Electricité | According Manufacturer SpecTo be defined | According Manufacturer SpecTo be defined | [9 empty] | FALSE |  | Enregistreur numérique |  |  | 04/04/2022 00:00:00 |  | 744
4186 | CSCR1040_AC/DC Current Probe | AC/DC Current Probe | CSCR1040 |  | No |  |  | Y.skoczek | Y.skoczek | Armoire A-SCR-02 |  |  | Y.skoczek | No | [14 empty] | Serie K2-P01120074A | 160050 |  |  |  |  | Conform | 1 - Product quality and specific measurement equipment | 15/03/2024 00:00:00 |  |  | Electricité | According Manufacturer SpecTo be defined | According Manufacturer SpecTo be defined | [9 empty] | FALSE |  | AC/DC Current Probe |  |  | 15/03/2022 00:00:00 |  | 744
4187 | CSCR1041_Gas flowmeter | Gas flowmeter | CSCR1041 |  | No |  |  | Y.skoczek | Y.skoczek | Armoire A-SCR-02 |  |  | Y.skoczek | No | [14 empty] | M15-AAD-33-0-S | M17204833A |  |  |  |  | Conform | 1 - Product quality and specific measurement equipment | 20/04/2024 00:00:00 |  |  | Débit | 0 / 100 kg/h | ± 2 % fs | [9 empty] | FALSE |  | Gas flowmeter |  |  | 20/04/2022 00:00:00 |  | 744
4188 | CSCR1042_Pressure sensor | Pressure sensor | CSCR1042 |  | No |  |  | Y.skoczek | Y.skoczek | Armoire A-SCR-02 |  |  | Y.skoczek | No | [14 empty] | PTX 611-I-1176 | 81892 |  |  |  |  | No calibration status | 1 - Product quality and specific measurement equipment |  |  |  | Pression | -0,1 / 1 Bar | ± 1 % fs | [9 empty] | FALSE |  | Pressure sensor
4189 | CSCR1043_Thermocouple | Thermocouple | CSCR1043 |  | No |  |  | Y.skoczek | Y.skoczek | Armoire A-SCR-02 |  |  | Y.skoczek | No | [20 empty] | Conform | 1 - Product quality and specific measurement equipment | 17/02/2024 14:47:11 |  |  | Température | -40 / 120 °C | ± 2°C | [9 empty] | FALSE |  | Thermocouple |  |  | 17/02/2022 14:47:11 |  | 744
4190 | CSCR1044_ateq | ateq | CSCR1044 |  | No |  |  | Y.skoczek | Y.skoczek | Armoire A-SCR-02 |  |  | Y.skoczek | No | [20 empty] | No calibration status | 3 - Not affecting quality equipment |  |  |  | / |  | / | [9 empty] | FALSE |  | ateq
4191 | CSCR1045_Stabilised Power Supply | Stabilised Power Supply | CSCR1045 |  | No |  |  | Y.skoczek | Y.skoczek | Armoire A-SCR-02 |  |  | Y.skoczek | No | [20 empty] | No calibration status | 3 - Not affecting quality equipment |  |  |  | / |  | / | [9 empty] | FALSE |  | Stabilised Power Supply
4192 | CSCR1046_Stabilised Power Supply | Stabilised Power Supply | CSCR1046 |  | No |  |  | Y.skoczek | Y.skoczek | Armoire A-SCR-02 |  |  | Y.skoczek | No | [20 empty] | No calibration status | 3 - Not affecting quality equipment |  |  |  | / |  | / | [9 empty] | FALSE |  | Stabilised Power Supply
4193 | CSCR1047_Stabilised Power Supply | Stabilised Power Supply | CSCR1047 |  | No |  |  | Y.skoczek | Y.skoczek | Armoire A-SCR-02 |  |  | Y.skoczek | No | [20 empty] | No calibration status | 3 - Not affecting quality equipment |  |  |  | / |  | / | [9 empty] | FALSE |  | Stabilised Power Supply
4194 | CSCR1048_Stabilised Power Supply | Stabilised Power Supply | CSCR1048 |  | No |  |  | Y.skoczek | Y.skoczek | Armoire A-SCR-02 |  |  | Y.skoczek | No | [20 empty] | No calibration status | 3 - Not affecting quality equipment |  |  |  | / |  | / | [9 empty] | FALSE |  | Stabilised Power Supply
4195 | CSCR1049_Stabilised Power Supply | Stabilised Power Supply | CSCR1049 |  | No |  |  | Y.skoczek | Y.skoczek | Armoire A-SCR-02 |  |  | Y.skoczek | No | [20 empty] | No calibration status | 3 - Not affecting quality equipment |  |  |  | / |  | / | [9 empty] | FALSE |  | Stabilised Power Supply
4196 | CSCR1050_Stabilised Power Supply | Stabilised Power Supply | CSCR1050 |  | No |  |  | Y.skoczek | Y.skoczek | Armoire A-SCR-02 |  |  | Y.skoczek | No | [20 empty] | No calibration status | 3 - Not affecting quality equipment |  |  |  | / |  | / | [9 empty] | FALSE |  | Stabilised Power Supply
4197 | CSCR1051_Stabilised Power Supply | Stabilised Power Supply | CSCR1051 |  | No |  |  | Y.skoczek | Y.skoczek | Armoire A-SCR-02 |  |  | Y.skoczek | No | [20 empty] | Conform | 1 - Product quality and specific measurement equipment | 05/07/2024 16:33:55 |  |  | / |  | / | [9 empty] | FALSE |  | Stabilised Power Supply |  |  | 05/07/2022 16:33:55 |  | 744
4198 | CSCR1052_Stabilised Power Supply | Stabilised Power Supply | CSCR1052 |  | No |  |  | Y.skoczek | Y.skoczek | Armoire A-SCR-02 |  |  | Y.skoczek | No | [20 empty] | No calibration status | 3 - Not affecting quality equipment |  |  |  | / |  | / | [9 empty] | FALSE |  | Stabilised Power Supply
4199 | CSCR1053_Stabilised Power Supply | Stabilised Power Supply | CSCR1053 |  | No |  |  | Y.skoczek | Y.skoczek | Armoire A-SCR-02 |  |  | Y.skoczek | No | [20 empty] | No calibration status | 3 - Not affecting quality equipment |  |  |  | / |  | / | [9 empty] | FALSE |  | Stabilised Power Supply
4200 | CSCR1054_Stabilised Power Supply | Stabilised Power Supply | CSCR1054 |  | No |  |  | Y.skoczek | Y.skoczek | Armoire A-SCR-02 |  |  | Y.skoczek | No | [20 empty] | No calibration status | 3 - Not affecting quality equipment |  |  |  | / |  | / | [9 empty] | FALSE |  | Stabilised Power Supply
4201 | CSCR1055_Stabilised Power Supply | Stabilised Power Supply | CSCR1055 |  | No |  |  | Y.skoczek | Y.skoczek | Armoire A-SCR-02 |  |  | Y.skoczek | No | [20 empty] | No calibration status | 3 - Not affecting quality equipment |  |  |  | / |  | / | [9 empty] | FALSE |  | Stabilised Power Supply
4202 | CSCR1056_Stabilised Power Supply | Stabilised Power Supply | CSCR1056 |  | No |  |  | Y.skoczek | Y.skoczek | Armoire A-SCR-02 |  |  | Y.skoczek | No | [20 empty] | No calibration status | 3 - Not affecting quality equipment |  |  |  | / |  | / | [9 empty] | FALSE |  | Stabilised Power Supply
4203 | CSCR1057_Stabilised Power Supply | Stabilised Power Supply | CSCR1057 |  | No |  |  | Y.skoczek | Y.skoczek | Armoire A-SCR-02 |  |  | Y.skoczek | No | [20 empty] | No calibration status | 3 - Not affecting quality equipment |  |  |  | / |  | / | [9 empty] | FALSE |  | Stabilised Power Supply
4204 | CSCR1058_Alimentation stabilisée | Alimentation stabilisée | CSCR1058 |  | No |  |  | Y.skoczek | Y.skoczek | Armoire A-SCR-02 |  |  | Y.skoczek | No | [14 empty] | SM52-AR-60 | / |  |  |  |  | No calibration status | 3 - Not affecting quality equipment |  |  |  | Electricité | 0/52V 1500W | +/-1% | [9 empty] | FALSE |  | Alimentation stabilisée
4205 | CSCR1059_Temperature measuring chain | Temperature measuring chain | CSCR1059 |  | No |  |  | Y.SKOCZEK | Y.SKOCZEK | LABORATOIRE DEVELOPPEMENT / SCR / Banc pilotage ADM Dinox Compact |  |  | Y.SKOCZEK | No | [20 empty] | Conform | 1 - Product quality and specific measurement equipment | 19/04/2024 14:57:25 |  |  | Température | -50/150 °C | ±0,5°C | [9 empty] | FALSE |  | Temperature measuring chain |  |  | 19/04/2022 14:57:25 |  | 744
4206 | CSCR1060_Temperature measuring chain | Temperature measuring chain | CSCR1060 |  | No |  |  | Y.SKOCZEK | Y.SKOCZEK | LABORATOIRE DEVELOPPEMENT / SCR / Banc pilotage ADM Dinox Compact |  |  | Y.SKOCZEK | No | [20 empty] | Conform | 1 - Product quality and specific measurement equipment | 19/04/2024 15:07:32 |  |  | Température | -50/150 °C | ±0,5°C | [9 empty] | FALSE |  | Temperature measuring chain |  |  | 19/04/2022 15:07:32 |  | 744
4207 | CSCR1061_Climatic chamber | Climatic chamber | CSCR1061 |  | No |  |  | Y.SKOCZEK | Y.SKOCZEK | LABORATOIRE DEVELOPPEMENT / SCR / SCR-061 |  |  | Y.SKOCZEK | No | [20 empty] | Conform | 1 - Product quality and specific measurement equipment | 01/06/2023 00:00:00 |  |  | Température | -40/+90 °C | ±2 °C | [9 empty] | FALSE |  | Climatic chamber |  |  | 01/06/2022 00:00:00 |  | 372
4208 | CSCR1062_Temperature measuring chain | Temperature measuring chain | CSCR1062 |  | No |  |  | Y.SKOCZEK | Y.SKOCZEK | LABORATOIRE DEVELOPPEMENT / SCR / PPM-SCR-11 |  |  | Y.SKOCZEK | No | [20 empty] | Conform | 1 - Product quality and specific measurement equipment | 01/09/2024 13:41:23 |  |  | Température | -50/150 °C | ±0,5°C | [9 empty] | FALSE |  | Temperature measuring chain |  |  | 01/09/2022 13:41:23 |  | 744
4209 | CSCR1063_Temperature measuring chain | Temperature measuring chain | CSCR1063 |  | No |  |  | Y.SKOCZEK | Y.SKOCZEK | LABORATOIRE DEVELOPPEMENT / SCR / PPM-SCR-11 |  |  | Y.SKOCZEK | No | [20 empty] | Conform | 1 - Product quality and specific measurement equipment | 01/09/2024 14:11:18 |  |  | Température | -50/150 °C | ±0,5°C | [9 empty] | FALSE |  | Temperature measuring chain |  |  | 01/09/2022 14:11:18 |  | 744